## 1. AIRC SEC
Airborne Infection Risk Calculator v3 Beta |  |  | AIRC |  |  | Mikszewski, Buonanno, Stabile, Pacitto, Morawska contact: alexander.mikszewski@hdr.qut.edu.au
Stationary Exposure Conditions
1. MODEL INPUT PARAMETERS | [7 empty] | 2. MODEL RESULTS
Room Area | A | 200 | m2 |  |  | Select Infectious Occupant | Median | Infection Risk (%) |  |  | Max. Occupancy for Revent < 1
Ceiling Height | h | 4 | m |  |  | Activities From List Below | ERq | 1 hr | 2 hr | 3 hr | 1 hr | 2 hr | 3 hr
Room Volume | V | 800 | m3 |  | 1. | CoV-2 (V): Standing, Speaking | 5.4 | 1.936% | 4.342% | 6.294% | 51 | 23 | 15
Air Exchange Rate | AER | 0.5 | hr-1 |  | 2. | TB: Standing, Speaking | 3.1 | 1.699% | 3.743% | 5.382% | 58 | 26 | 18
Particle Deposition Rate | k | 0.24 | hr-1 |  | 3. | MeV: Standing, Speaking | 15 | 8.715% | 14% | 17.42% | 11 | 7 | 5
Viral Inactivation Rate | λ | 0.63 | hr-1 |  | 4. | HRV: Standing, Speaking | 1 | 0.1031% | 0.2956% | 0.5077% | 970 | 338 | 196
Total Viral Removal Rate | IVRR | 1.37 | hr-1 |  | 5. | Flu: Standing, Speaking | 0.17 | 0.01821% | 0.05256% | 0.09092% | 5492 | 1902 | 1099
Number of Infectious Occupants | I | 1 | persons |  | 6. | CoV-2: Standing, Speaking | 2.7 | 1.069% | 2.6% | 3.921% | 93 | 38 | 25
Exposure Time #1 | t1 | 1 | hr |  |  | AER Sensitivity Analysis for Emission Rate #6 Enter AER Values in hr-1 | 1 | 0.9544% | 2.227% | 3.307% | 104 | 44 | 30
Exposure Time #2 | t2 | 2 | hr |  |  |  | 2 | 0.7779% | 1.719% | 2.52% | 128 | 58 | 39
Exposure Time #3 | t3 | 3 | hr |  |  |  | 3 | 0.6514% | 1.394% | 2.039% | 153 | 71 | 49
Susceptible Inhalation Rate | IR | 0.54 | m3/hr |  |  |  | 4 | 0.5577% | 1.171% | 1.714% | 179 | 85 | 58
Susceptible Activity Level | Standing |  |  | Select |  |  | 6 | 0.4306% | 0.8866% | 1.301% | 232 | 112 | 76
Notes:
1) Please see User's Manual for a detailed explanation of input parameters and guidance for their selection.
2) This constant emission model calculates infection risk and maximum occupancy levels for six different, selectable emission rates and six different
user-defined air exchange rates. The maximum occupancy for Revent < 1 is calculated as 1/R. Up to ten infectious occupants can be included.
3) Emission rate parameters from: https://www.medrxiv.org/content/10.1101/2021.01.26.21250580v1. All distributions presented on the 'ERq' tab.
4) Infection risk estimates are presented as a percentage, the number of decimal places is adjustable by the user.
5) The user may specify a custom average and standard deviation of a log10(ERq) distribution on the '4. SEC Calculations' tab.
6) The user may enter a fixed ERq value on the '4. SEC Calculations' tab for a deterministic calculation.
7) Pathogen acronyms: CoV-2 (SARS-CoV-2), CoV-2 (V) (SARS-CoV-2 Variant), Flu (Seasonal Influenza), HRV (Human Rhinovirus), MeV (Measles Virus)
TB (Active, Untreated Tuberculosis); TB OT (Tuberculosis on Treatment).
8) A SARS-CoV-2 variant can be modeled with an ERq multiplier adjustable on the '2. SEC Calculations Tab.' The default value is 2.0.

## 2. SEC Graphs
Infection Risk & Occupancy Graphs for Stationary Exposure Conditions Model | [5 empty] | AER = 0.5 (1/hr) | [6 empty] | Med Erq | 2.7
| AER = 0.5 Air Changes per Hour | #6. CoV-2: Standing, Speaking
[7 empty] | 1 hr | 2 hr | 3 hr |  |  | 1 hr | 2 hr | 3 hr |  |  | 1 hr | 2 hr | 3 hr
|  |  | Erq Rank | Erq | Order | Erq Plot | P(I) | P(I) | P(I) | rank | AER | P(I) | P(I) | P(I) | order | AER Plot | P(I) | P(I) | P(I)
|  |  | 5 | 5.4 | 1 | 0.17 | 0.018206 | 0.052564 | 0.090918 | 1 | 0.5 | 0.010693 | 0.025999 | 0.039209 | 1 | 0.5 | 1.0693 | 2.5999 | 3.9209
|  |  | 4 | 3.1 | 2 | 1 | 0.10307 | 0.29563 | 0.50768 | 2 | 1 | 0.0095437 | 0.022272 | 0.033072 | 2 | 1 | 0.95437 | 2.2272 | 3.3072
|  |  | 6 | 15 | 3 | 2.7 | 1.0693 | 2.5999 | 3.9209 | 3 | 2 | 0.0077794 | 0.017187 | 0.025203 | 3 | 2 | 0.77794 | 1.7187 | 2.5203
|  |  | 2 | 1 | 4 | 3.1 | 1.6991 | 3.7428 | 5.382 | 4 | 3 | 0.0065139 | 0.013941 | 0.020389 | 4 | 3 | 0.65139 | 1.3941 | 2.0389
|  |  | 1 | 0.17 | 5 | 5.4 | 1.9364 | 4.3419 | 6.2936 | 5 | 4 | 0.0055774 | 0.011712 | 0.017137 | 5 | 4 | 0.55774 | 1.1712 | 1.7137
|  |  | 3 | 2.7 | 6 | 15 | 8.7153 | 13.996 | 17.425 | 6 | 6 | 0.004306 | 0.0088655 | 0.013009 | 6 | 6 | 0.4306 | 0.88655 | 1.3009
[7 empty] | 1 hr | 2 hr | 3 hr |  |  | 1 hr | 2 hr | 3 hr |  |  | 1 hr | 2 hr | 3 hr
|  |  | Erq Rank | Erq | Order | Erq Plot | Occ | Occ | Occ | rank | AER | Occ | Occ | Occ | order | AER Plot | Occ | Occ | Occ
|  |  | 5 | 5.4 | 1 | 0.17 | 5492 | 1902 | 1099 | 1 | 0.5 | 93 | 38 | 25 | 1 | 0.5 | 93 | 38 | 25
|  |  | 4 | 3.1 | 2 | 1 | 970 | 338 | 196 | 2 | 1 | 104 | 44 | 30 | 2 | 1 | 104 | 44 | 30
|  |  | 6 | 15 | 3 | 2.7 | 93 | 38 | 25 | 3 | 2 | 128 | 58 | 39 | 3 | 2 | 128 | 58 | 39
|  |  | 2 | 1 | 4 | 3.1 | 58 | 26 | 18 | 4 | 3 | 153 | 71 | 49 | 4 | 3 | 153 | 71 | 49
|  |  | 1 | 0.17 | 5 | 5.4 | 51 | 23 | 15 | 5 | 4 | 179 | 85 | 58 | 5 | 4 | 179 | 85 | 58
|  |  | 3 | 2.7 | 6 | 15 | 11 | 7 | 5 | 6 | 6 | 232 | 112 | 76 | 6 | 6 | 232 | 112 | 76

## 3. SEC Revent
Stationary Exposure Conditions Model: Revent & Secondary Transmission Histograms
| Emission #1 = CoV-2 (V): Standing, Speaking; Exposure Time #1 = 1 hr |  |  |  |  | Emission #6 = CoV-2: Standing, Speaking; Exposure Time #3 = 3 hr
|  | Scenario Air Exchange Rate | AER | 0.5 | hr-1 |  | Scenario Air Exchange Rate AER | 6 | hr-1
|  | Number of Susceptible Occupants in Room | S | 80 | persons |  | Number of Susceptible Occupants in Room S | 80 | persons
|  | Average Number of Secondary Cases | Revent | 1.5491 | infections |  | Average Number of Secondary Cases Revent | 1.0407 | infections
Notes:
1) Enter the number of susceptible occupants in the room (can be different for each graph) to calculate Revent.
2) The graph on the left is a plot of the simulation for the #1 selected infectious occupant activity at exposure time time t1 for the primary AER value.
3) The graph on the right is a plot of the simulation for the #6 selected infectious occupant activity at exposure time time t3 for the bottom sensitivity. analysis AER value

## 4. SEC Calculations
1. MODEL INPUT PARAMETERS |  |  |  |  | Selected | log10(ERq) Quanta/hr |  | Median | 75% | 90%
Room Area | A | 200 | m2 |  | Activity Level & Activity | Average | St. Dev. | ERq | ERq | ERq |  | Inhalation Rate
Ceiling Height | h | 4 | m |  | CoV-2 (V): Standing, Speaking | 0.73239 | 1.2 | 5.4 | 34.8162 | 186.3184 |  | Activity | IR (m3/hr) |  |  | Infectious Occupants
Room Volume | V | 800 | m3 |  | TB: Standing, Speaking | 0.49136 | 1.3 | 3.1 | 23.3452 | 143.6742 |  | Resting | 0.49 |  |  | 1
Air Exchange Rate | AER | 0.5 | hr-1 |  | MeV: Standing, Speaking | 1.1761 | 1.6 | 15 | 180.001 | 1684.8986 |  | Standing | 0.54 |  |  | 2
Particle Deposition Rate | k | 0.24 | hr-1 |  | HRV: Standing, Speaking | 0 | 0.83 | 1 | 3.6293 | 11.5794 |  | Light Exercise | 1.38 |  |  | 3
Viral Inactivation Rate | λ | 0.63 | hr-1 |  | Flu: Standing, Speaking | -0.76955 | 0.84 | 0.17 | 0.62664 | 2.0275 |  | Heavy Exercise | 3.3 |  |  | 4
Total Viral Removal Rate | IVRR | 1.37 | hr-1 |  | CoV-2: Standing, Speaking | 0.43136 | 1.2 | 2.7 | 17.4081 | 93.1592 |  | Custom IR #1 | 0.0095 |  |  | 5
Susceptible Inhalation Rate | IR | 0.54 | m3/hr | [12 empty] | 6
Number of Infectious Occupants | I | 1 | persons | [12 empty] | 7
Exposure Time #1 | t1 | 1 | hr | [12 empty] | 8
Exposure Time #2 | t2 | 2 | hr | [12 empty] | 9
Exposure Time #3 | t3 | 3 | hr | [12 empty] | 10
Fixed Quanta Emission Rate | ERq | 970 | quanta/hr |  | Fixed Quanta Emission Rate | 2.9868
SARS-CoV-2 Variant Emission Multiplier |  | 2 |  |  | Custom Distribution | 1.3 | 0.415 | 19.9526 | 38.0113 | 67.896
2. MODEL RESULTS
CoV-2 (V): Standing, Speaking | Risk % | Occupancy |  | 1 | CoV-2 (V): Standing, Speaking | 1 | hr | 0.73239 | 1.2 |  |  | R(ERq) |  |  |  | CoV-2 (V): Standing, Speaking | 2 | hr | 0.73239 | 1.2 |  |  | R(ERq) |  |  | CoV-2 (V): Standing, Speaking | 3 | hr | 0.73239 | 1.2 |  |  | R(ERq)
1 hr | 1.936% | 51 |  |  | Percentile Increment | log10ERq | pdf log10ERq | ERq | Avg quanta/m3 | PI(ERq) | PERq | PI(ERq)*PERq | Risk = | 1.936% | 80 | Percentile Increment | log10ERq | pdf log10ERq | ERq | Avg quanta/m3 | PI(ERq) | PERq | PI(ERq)*PERq | Risk = | 4.342% | Percentile Increment | log10ERq | pdf log10ERq | ERq | Avg quanta/m3 | PI(ERq) | PERq | PI(ERq)*PERq | Risk = | 6.294%
2 hr | 4.342% | 23 |  |  | 0.005 | -2.3586 | 0.01205 | 0.0043792 | 1.8202e-06 | 9.829e-05% |  |  | Percentile = | 0.84 |  | 0.005 | -2.3586 | 0.01205 | 0.0043792 | 2.6315e-06 | 0.0002842% |  | 0 | Percentile = | 0.82 | 0.005 | -2.3586 | 0.01205 | 0.0043792 | 3.0394e-06 | 0.0004924% |  | 0 | Percentile = | 0.8
3 hr | 6.294% | 15 |  |  | 0.01 | -2.0592 | 0.02221 | 0.0087252 | 3.6266e-06 | 0.0001958% | 0.6649% | 1.3022e-08 | R(ERq)max = | 0.2798% | 0.01 | 0.01 | -2.0592 | 0.02221 | 0.0087252 | 5.2431e-06 | 0.0005663% | 0.6649% | 3.7651e-08 | R(ERq)max = | 0.3689% | 0.01 | -2.0592 | 0.02221 | 0.0087252 | 6.0558e-06 | 0.000981% | 0.6649% | 6.5231e-08 | R(ERq)max = | 0.4067%
[5 empty] | 0.015 | -1.8717 | 0.031559 | 0.013436 | 5.5849e-06 | 0.0003016% | 0.5918% | 1.7846e-08 | PI 90% = | 4.096% | 0.015 | 0.015 | -1.8717 | 0.031559 | 0.013436 | 8.0742e-06 | 0.000872% | 0.5918% | 5.1601e-08 | PI 90% = | 11.39% | 0.015 | -1.8717 | 0.031559 | 0.013436 | 9.3256e-06 | 0.001511% | 0.5918% | 8.9399e-08 | PI 90% = | 18.9%
TB: Standing, Speaking | Risk % | Occupancy |  |  | 0.02 | -1.7321 | 0.040348 | 0.018531 | 7.7023e-06 | 0.0004159% | 0.5633% | 2.3429e-08 | Percentile = | 0.9 | 0.02 | 0.02 | -1.7321 | 0.040348 | 0.018531 | 1.1135e-05 | 0.001203% | 0.5633% | 6.7744e-08 | Percentile = | 0.9 | 0.02 | -1.7321 | 0.040348 | 0.018531 | 1.2861e-05 | 0.002084% | 0.5633% | 1.1737e-07 | Percentile = | 0.9
1 hr | 1.699% | 58 |  |  | 0.025 | -1.6196 | 0.048704 | 0.024012 | 9.9808e-06 | 0.000539% | 0.5481% | 2.9542e-08 |  |  | 0.025 | 0.025 | -1.6196 | 0.048704 | 0.024012 | 1.4429e-05 | 0.001558% | 0.5481% | 8.5418e-08 |  |  | 0.025 | -1.6196 | 0.048704 | 0.024012 | 1.6666e-05 | 0.0027% | 0.5481% | 1.4799e-07
2 hr | 3.743% | 26 |  |  | 0.03 | -1.5246 | 0.056702 | 0.029884 | 1.2421e-05 | 0.0006708% | 0.5387% | 3.6133e-08 |  |  | 0.03 | 0.03 | -1.5246 | 0.056702 | 0.029884 | 1.7958e-05 | 0.001939% | 0.5387% | 1.0448e-07 |  |  | 0.03 | -1.5246 | 0.056702 | 0.029884 | 2.0741e-05 | 0.00336% | 0.5387% | 1.81e-07
3 hr | 5.382% | 18 |  |  | 0.035 | -1.4419 | 0.064392 | 0.036149 | 1.5025e-05 | 0.0008114% | 0.5323% | 4.3186e-08 | 1 | 0.8 | 0.035 | 0.035 | -1.4419 | 0.064392 | 0.036149 | 2.1723e-05 | 0.002346% | 0.5323% | 1.2487e-07 |  |  | 0.035 | -1.4419 | 0.064392 | 0.036149 | 2.509e-05 | 0.004064% | 0.5323% | 2.1633e-07
[5 empty] | 0.04 | -1.3684 | 0.071811 | 0.042812 | 1.7795e-05 | 0.0009609% | 0.5276% | 5.0698e-08 | 2 | 0.86 | 0.04 | 0.04 | -1.3684 | 0.071811 | 0.042812 | 2.5727e-05 | 0.002778% | 0.5276% | 1.4659e-07 |  |  | 0.04 | -1.3684 | 0.071811 | 0.042812 | 2.9714e-05 | 0.004814% | 0.5276% | 2.5396e-07
MeV: Standing, Speaking | Risk % | Occupancy |  |  | 0.045 | -1.3021 | 0.078989 | 0.049879 | 2.0732e-05 | 0.00112% | 0.5241% | 5.867e-08 | 3 | 0.89 | 0.045 | 0.045 | -1.3021 | 0.078989 | 0.049879 | 2.9973e-05 | 0.003237% | 0.5241% | 1.6964e-07 |  |  | 0.045 | -1.3021 | 0.078989 | 0.049879 | 3.4619e-05 | 0.005608% | 0.5241% | 2.939e-07
1 hr | 8.715% | 11 |  |  | 0.05 | -1.2414 | 0.085946 | 0.057355 | 2.384e-05 | 0.001287% | 0.5213% | 6.7107e-08 | 4 | 0.91 | 0.05 | 0.05 | -1.2414 | 0.085946 | 0.057355 | 3.4465e-05 | 0.003722% | 0.5213% | 1.9403e-07 |  |  | 0.05 | -1.2414 | 0.085946 | 0.057355 | 3.9807e-05 | 0.006449% | 0.5213% | 3.3616e-07
2 hr | 14% | 7 |  |  | 0.055 | -1.1854 | 0.092701 | 0.065247 | 2.712e-05 | 0.001464% | 0.5191% | 7.6015e-08 | 5 | 0.92 | 0.055 | 0.055 | -1.1854 | 0.092701 | 0.065247 | 3.9208e-05 | 0.004234% | 0.5191% | 2.1979e-07 |  |  | 0.055 | -1.1854 | 0.092701 | 0.065247 | 4.5285e-05 | 0.007336% | 0.5191% | 3.8078e-07
3 hr | 17.42% | 5 |  |  | 0.06 | -1.1333 | 0.099269 | 0.073564 | 3.0577e-05 | 0.001651% | 0.5172% | 8.5401e-08 | 6 | 0.93 | 0.06 | 0.06 | -1.1333 | 0.099269 | 0.073564 | 4.4206e-05 | 0.004774% | 0.5172% | 2.4693e-07 |  |  | 0.06 | -1.1333 | 0.099269 | 0.073564 | 5.1057e-05 | 0.008271% | 0.5172% | 4.278e-07
[5 empty] | 0.065 | -1.0845 | 0.10566 | 0.082314 | 3.4214e-05 | 0.001848% | 0.5157% | 9.5275e-08 | 7 | 0.94 | 0.065 | 0.065 | -1.0845 | 0.10566 | 0.082314 | 4.9463e-05 | 0.005342% | 0.5157% | 2.7548e-07 |  |  | 0.065 | -1.0845 | 0.10566 | 0.082314 | 5.713e-05 | 0.009255% | 0.5157% | 4.7726e-07
HRV: Standing, Speaking | Risk % | Occupancy |  |  | 0.07 | -1.0386 | 0.11189 | 0.091505 | 3.8034e-05 | 0.002054% | 0.5144% | 1.0565e-07 |  |  | 0.07 | 0.07 | -1.0386 | 0.11189 | 0.091505 | 5.4987e-05 | 0.005938% | 0.5144% | 3.0547e-07 |  |  | 0.07 | -1.0386 | 0.11189 | 0.091505 | 6.3509e-05 | 0.01029% | 0.5144% | 5.2921e-07
1 hr | 0.1031% | 970 |  |  | 0.075 | -0.99504 | 0.11796 | 0.10115 | 4.2042e-05 | 0.00227% | 0.5133% | 1.1653e-07 | 0 - 1 | 0.8 | 0.075 | 0.075 | -0.99504 | 0.11796 | 0.10115 | 6.0781e-05 | 0.006564% | 0.5133% | 3.3692e-07 |  |  | 0.075 | -0.99504 | 0.11796 | 0.10115 | 7.0202e-05 | 0.01137% | 0.5133% | 5.837e-07
2 hr | 0.2956% | 338 |  |  | 0.08 | -0.95369 | 0.12389 | 0.11125 | 4.6242e-05 | 0.002497% | 0.5123% | 1.2792e-07 | 1 - 2 | 0.06 | 0.08 | 0.08 | -0.95369 | 0.12389 | 0.11125 | 6.6853e-05 | 0.00722% | 0.5123% | 3.6988e-07 |  |  | 0.08 | -0.95369 | 0.12389 | 0.11125 | 7.7215e-05 | 0.01251% | 0.5123% | 6.4079e-07
3 hr | 0.5077% | 196 |  |  | 0.085 | -0.91425 | 0.12967 | 0.12183 | 5.0638e-05 | 0.002734% | 0.5115% | 1.3985e-07 | 2 - 3 | 0.03 | 0.085 | 0.085 | -0.91425 | 0.12967 | 0.12183 | 7.3209e-05 | 0.007906% | 0.5115% | 4.0436e-07 |  |  | 0.085 | -0.91425 | 0.12967 | 0.12183 | 8.4556e-05 | 0.0137% | 0.5115% | 7.0054e-07
[5 empty] | 0.09 | -0.87651 | 0.13533 | 0.13289 | 5.5235e-05 | 0.002983% | 0.5107% | 1.5232e-07 | 3 - 4 | 0.02 | 0.09 | 0.09 | -0.87651 | 0.13533 | 0.13289 | 7.9855e-05 | 0.008624% | 0.5107% | 4.4042e-07 |  |  | 0.09 | -0.87651 | 0.13533 | 0.13289 | 9.2232e-05 | 0.01494% | 0.5107% | 7.6301e-07
Flu: Standing, Speaking | Risk % | Occupancy |  |  | 0.095 | -0.8403 | 0.14085 | 0.14444 | 6.0038e-05 | 0.003242% | 0.51% | 1.6535e-07 | 4 - 5 | 0.01 | 0.095 | 0.095 | -0.8403 | 0.14085 | 0.14444 | 8.6798e-05 | 0.009374% | 0.51% | 4.7809e-07 |  |  | 0.095 | -0.8403 | 0.14085 | 0.14444 | 0.00010025 | 0.01624% | 0.51% | 8.2826e-07
1 hr | 0.01821% | 5492 |  |  | 0.1 | -0.80547 | 0.14625 | 0.15651 | 6.5052e-05 | 0.003513% | 0.5094% | 1.7895e-07 | 5 - 6 | 0.01 | 0.1 | 0.1 | -0.80547 | 0.14625 | 0.15651 | 9.4047e-05 | 0.01016% | 0.5094% | 5.174e-07 |  |  | 0.1 | -0.80547 | 0.14625 | 0.15651 | 0.00010862 | 0.0176% | 0.5094% | 8.9637e-07
2 hr | 0.05256% | 1902 |  |  | 0.105 | -0.77188 | 0.15153 | 0.16909 | 7.0282e-05 | 0.003795% | 0.5089% | 1.9313e-07 | 6 - 7 | 0.01 | 0.105 | 0.105 | -0.77188 | 0.15153 | 0.16909 | 0.00010161 | 0.01097% | 0.5089% | 5.5841e-07 |  |  | 0.105 | -0.77188 | 0.15153 | 0.16909 | 0.00011736 | 0.01901% | 0.5089% | 9.674e-07
3 hr | 0.09092% | 1099 |  |  | 0.11 | -0.73944 | 0.1567 | 0.1822 | 7.5733e-05 | 0.00409% | 0.5084% | 2.0791e-07 | 7+ | 0.06 | 0.11 | 0.11 | -0.73944 | 0.1567 | 0.1822 | 0.00010949 | 0.01182% | 0.5084% | 6.0114e-07 |  |  | 0.11 | -0.73944 | 0.1567 | 0.1822 | 0.00012646 | 0.02048% | 0.5084% | 1.0414e-06
[5 empty] | 0.115 | -0.70804 | 0.16175 | 0.19587 | 8.1412e-05 | 0.004396% | 0.508% | 2.233e-07 |  |  | 0.115 | 0.115 | -0.70804 | 0.16175 | 0.19587 | 0.0001177 | 0.01271% | 0.508% | 6.4565e-07 |  |  | 0.115 | -0.70804 | 0.16175 | 0.19587 | 0.00013594 | 0.02202% | 0.508% | 1.1185e-06
CoV-2: Standing, Speaking | Risk % | Occupancy |  |  | 0.12 | -0.67759 | 0.1667 | 0.21009 | 8.7325e-05 | 0.004715% | 0.5075% | 2.3933e-07 |  |  | 0.12 | 0.12 | -0.67759 | 0.1667 | 0.21009 | 0.00012625 | 0.01363% | 0.5075% | 6.9197e-07 |  |  | 0.12 | -0.67759 | 0.1667 | 0.21009 | 0.00014582 | 0.02362% | 0.5075% | 1.1988e-06
1 hr | 1.069% | 93 |  |  | 0.125 | -0.64803 | 0.17154 | 0.22489 | 9.3476e-05 | 0.005048% | 0.5072% | 2.56e-07 |  |  | 0.125 | 0.125 | -0.64803 | 0.17154 | 0.22489 | 0.00013514 | 0.01459% | 0.5072% | 7.4017e-07 |  |  | 0.125 | -0.64803 | 0.17154 | 0.22489 | 0.00015609 | 0.02528% | 0.5072% | 1.2823e-06
2 hr | 2.6% | 38 |  |  | 0.13 | -0.61928 | 0.17629 | 0.24028 | 9.9874e-05 | 0.005393% | 0.5068% | 2.7333e-07 |  |  | 0.13 | 0.13 | -0.61928 | 0.17629 | 0.24028 | 0.00014439 | 0.01559% | 0.5068% | 7.9029e-07 |  |  | 0.13 | -0.61928 | 0.17629 | 0.24028 | 0.00016677 | 0.02701% | 0.5068% | 1.3691e-06
3 hr | 3.921% | 25 |  |  | 0.135 | -0.59128 | 0.18093 | 0.25628 | 0.00010652 | 0.005752% | 0.5065% | 2.9135e-07 |  |  | 0.135 | 0.135 | -0.59128 | 0.18093 | 0.25628 | 0.000154 | 0.01663% | 0.5065% | 8.4237e-07 |  |  | 0.135 | -0.59128 | 0.18093 | 0.25628 | 0.00017787 | 0.02881% | 0.5065% | 1.4593e-06
[5 empty] | 0.14 | -0.56399 | 0.18548 | 0.2729 | 0.00011343 | 0.006125% | 0.5062% | 3.1006e-07 |  |  | 0.14 | 0.14 | -0.56399 | 0.18548 | 0.2729 | 0.00016399 | 0.01771% | 0.5062% | 8.9648e-07 |  |  | 0.14 | -0.56399 | 0.18548 | 0.2729 | 0.00018941 | 0.03068% | 0.5062% | 1.553e-06
1 | Risk % | Occupancy |  |  | 0.145 | -0.53735 | 0.18994 | 0.29017 | 0.00012061 | 0.006513% | 0.5059% | 3.295e-07 |  |  | 0.145 | 0.145 | -0.53735 | 0.18994 | 0.29017 | 0.00017437 | 0.01883% | 0.5059% | 9.5266e-07 |  |  | 0.145 | -0.53735 | 0.18994 | 0.29017 | 0.00020139 | 0.03262% | 0.5059% | 1.6504e-06
1 hr | 0.9544% | 104 |  |  | 0.15 | -0.51133 | 0.1943 | 0.30809 | 0.00012806 | 0.006915% | 0.5057% | 3.4967e-07 |  |  | 0.15 | 0.15 | -0.51133 | 0.1943 | 0.30809 | 0.00018513 | 0.01999% | 0.5057% | 1.011e-06 |  |  | 0.15 | -0.51133 | 0.1943 | 0.30809 | 0.00021383 | 0.03463% | 0.5057% | 1.7514e-06
2 hr | 2.227% | 44 |  |  | 0.155 | -0.48587 | 0.19857 | 0.32668 | 0.00013579 | 0.007332% | 0.5054% | 3.706e-07 |  |  | 0.155 | 0.155 | -0.48587 | 0.19857 | 0.32668 | 0.00019631 | 0.0212% | 0.5054% | 1.0715e-06 |  |  | 0.155 | -0.48587 | 0.19857 | 0.32668 | 0.00022674 | 0.03672% | 0.5054% | 1.8562e-06
3 hr | 3.307% | 30 |  |  | 0.16 | -0.46096 | 0.20276 | 0.34597 | 0.0001438 | 0.007765% | 0.5052% | 3.9231e-07 |  |  | 0.16 | 0.16 | -0.46096 | 0.20276 | 0.34597 | 0.0002079 | 0.02245% | 0.5052% | 1.1343e-06 |  |  | 0.16 | -0.46096 | 0.20276 | 0.34597 | 0.00024013 | 0.03889% | 0.5052% | 1.9649e-06
[5 empty] | 0.165 | -0.43654 | 0.20686 | 0.36598 | 0.00015212 | 0.008214% | 0.505% | 4.1482e-07 |  |  | 0.165 | 0.165 | -0.43654 | 0.20686 | 0.36598 | 0.00021992 | 0.02375% | 0.505% | 1.1993e-06 |  |  | 0.165 | -0.43654 | 0.20686 | 0.36598 | 0.00025401 | 0.04114% | 0.505% | 2.0776e-06
2 | Risk % | Occupancy |  |  | 0.17 | -0.4126 | 0.21088 | 0.38672 | 0.00016074 | 0.00868% | 0.5048% | 4.3815e-07 |  |  | 0.17 | 0.17 | -0.4126 | 0.21088 | 0.38672 | 0.00023239 | 0.02509% | 0.5048% | 1.2668e-06 |  |  | 0.17 | -0.4126 | 0.21088 | 0.38672 | 0.0002684 | 0.04347% | 0.5048% | 2.1945e-06
1 hr | 0.7779% | 128 |  |  | 0.175 | -0.38911 | 0.21481 | 0.40821 | 0.00016967 | 0.009162% | 0.5046% | 4.6233e-07 |  |  | 0.175 | 0.175 | -0.38911 | 0.21481 | 0.40821 | 0.0002453 | 0.02649% | 0.5046% | 1.3367e-06 |  |  | 0.175 | -0.38911 | 0.21481 | 0.40821 | 0.00028332 | 0.04589% | 0.5046% | 2.3156e-06
2 hr | 1.719% | 58 |  |  | 0.18 | -0.36604 | 0.21867 | 0.43048 | 0.00017893 | 0.009662% | 0.5044% | 4.8738e-07 |  |  | 0.18 | 0.18 | -0.36604 | 0.21867 | 0.43048 | 0.00025868 | 0.02793% | 0.5044% | 1.4091e-06 |  |  | 0.18 | -0.36604 | 0.21867 | 0.43048 | 0.00029878 | 0.04839% | 0.5044% | 2.441e-06
3 hr | 2.52% | 39 |  |  | 0.185 | -0.34337 | 0.22244 | 0.45355 | 0.00018852 | 0.01018% | 0.5043% | 5.1333e-07 |  |  | 0.185 | 0.185 | -0.34337 | 0.22244 | 0.45355 | 0.00027255 | 0.02943% | 0.5043% | 1.4841e-06 |  |  | 0.185 | -0.34337 | 0.22244 | 0.45355 | 0.00031479 | 0.05098% | 0.5043% | 2.5709e-06
[5 empty] | 0.19 | -0.32108 | 0.22614 | 0.47744 | 0.00019845 | 0.01072% | 0.5041% | 5.4019e-07 |  |  | 0.19 | 0.19 | -0.32108 | 0.22614 | 0.47744 | 0.0002869 | 0.03098% | 0.5041% | 1.5618e-06 |  |  | 0.19 | -0.32108 | 0.22614 | 0.47744 | 0.00033137 | 0.05367% | 0.5041% | 2.7055e-06
3 | Risk % | Occupancy |  |  | 0.195 | -0.29915 | 0.22976 | 0.50217 | 0.00020873 | 0.01127% | 0.504% | 5.68e-07 |  |  | 0.195 | 0.195 | -0.29915 | 0.22976 | 0.50217 | 0.00030176 | 0.03259% | 0.504% | 1.6422e-06 |  |  | 0.195 | -0.29915 | 0.22976 | 0.50217 | 0.00034853 | 0.05645% | 0.504% | 2.8447e-06
1 hr | 0.6514% | 153 |  |  | 0.2 | -0.27755 | 0.2333 | 0.52777 | 0.00021937 | 0.01185% | 0.5038% | 5.9679e-07 |  |  | 0.2 | 0.2 | -0.27755 | 0.2333 | 0.52777 | 0.00031715 | 0.03425% | 0.5038% | 1.7254e-06 |  |  | 0.2 | -0.27755 | 0.2333 | 0.52777 | 0.0003663 | 0.05932% | 0.5038% | 2.9889e-06
2 hr | 1.394% | 71 |  |  | 0.205 | -0.25628 | 0.23677 | 0.55427 | 0.00023038 | 0.01244% | 0.5037% | 6.2658e-07 |  |  | 0.205 | 0.205 | -0.25628 | 0.23677 | 0.55427 | 0.00033307 | 0.03596% | 0.5037% | 1.8115e-06 |  |  | 0.205 | -0.25628 | 0.23677 | 0.55427 | 0.00038469 | 0.0623% | 0.5037% | 3.138e-06
3 hr | 2.039% | 49 |  |  | 0.21 | -0.23531 | 0.24017 | 0.58169 | 0.00024178 | 0.01306% | 0.5036% | 6.574e-07 |  |  | 0.21 | 0.21 | -0.23531 | 0.24017 | 0.58169 | 0.00034954 | 0.03774% | 0.5036% | 1.9006e-06 |  |  | 0.21 | -0.23531 | 0.24017 | 0.58169 | 0.00040372 | 0.06538% | 0.5036% | 3.2923e-06
[5 empty] | 0.215 | -0.21464 | 0.24349 | 0.61005 | 0.00025357 | 0.01369% | 0.5034% | 6.8928e-07 |  |  | 0.215 | 0.215 | -0.21464 | 0.24349 | 0.61005 | 0.00036659 | 0.03958% | 0.5034% | 1.9928e-06 |  |  | 0.215 | -0.21464 | 0.24349 | 0.61005 | 0.00042341 | 0.06857% | 0.5034% | 3.4519e-06
4 | Risk % | Occupancy |  |  | 0.22 | -0.19424 | 0.24674 | 0.63938 | 0.00026576 | 0.01435% | 0.5033% | 7.2225e-07 |  |  | 0.22 | 0.22 | -0.19424 | 0.24674 | 0.63938 | 0.00038422 | 0.04149% | 0.5033% | 2.0881e-06 |  |  | 0.22 | -0.19424 | 0.24674 | 0.63938 | 0.00044377 | 0.07186% | 0.5033% | 3.617e-06
1 hr | 0.5577% | 179 |  |  | 0.225 | -0.1741 | 0.24993 | 0.66972 | 0.00027837 | 0.01503% | 0.5032% | 7.5635e-07 |  |  | 0.225 | 0.225 | -0.1741 | 0.24993 | 0.66972 | 0.00040245 | 0.04345% | 0.5032% | 2.1866e-06 |  |  | 0.225 | -0.1741 | 0.24993 | 0.66972 | 0.00046482 | 0.07527% | 0.5032% | 3.7877e-06
2 hr | 1.171% | 85 |  |  | 0.23 | -0.15422 | 0.25304 | 0.7011 | 0.00029141 | 0.01573% | 0.5031% | 7.9161e-07 |  |  | 0.23 | 0.23 | -0.15422 | 0.25304 | 0.7011 | 0.0004213 | 0.04549% | 0.5031% | 2.2886e-06 |  |  | 0.23 | -0.15422 | 0.25304 | 0.7011 | 0.0004866 | 0.0788% | 0.5031% | 3.9642e-06
3 hr | 1.714% | 58 |  |  | 0.235 | -0.13458 | 0.25608 | 0.73353 | 0.00030489 | 0.01646% | 0.503% | 8.2806e-07 |  |  | 0.235 | 0.235 | -0.13458 | 0.25608 | 0.73353 | 0.00044079 | 0.04759% | 0.503% | 2.3939e-06 |  |  | 0.235 | -0.13458 | 0.25608 | 0.73353 | 0.00050911 | 0.08244% | 0.503% | 4.1467e-06
[5 empty] | 0.24 | -0.11517 | 0.25906 | 0.76706 | 0.00031883 | 0.01722% | 0.5029% | 8.6573e-07 |  |  | 0.24 | 0.24 | -0.11517 | 0.25906 | 0.76706 | 0.00046094 | 0.04977% | 0.5029% | 2.5028e-06 |  |  | 0.24 | -0.11517 | 0.25906 | 0.76706 | 0.00053238 | 0.08621% | 0.5029% | 4.3353e-06
6 | Risk % | Occupancy |  |  | 0.245 | -0.095977 | 0.26197 | 0.80172 | 0.00033324 | 0.01799% | 0.5028% | 9.0467e-07 |  |  | 0.245 | 0.245 | -0.095977 | 0.26197 | 0.80172 | 0.00048177 | 0.05202% | 0.5028% | 2.6154e-06 |  |  | 0.245 | -0.095977 | 0.26197 | 0.80172 | 0.00055644 | 0.0901% | 0.5028% | 4.5302e-06
1 hr | 0.4306% | 232 |  |  | 0.25 | -0.076994 | 0.26481 | 0.83754 | 0.00034812 | 0.0188% | 0.5027% | 9.4491e-07 |  |  | 0.25 | 0.25 | -0.076994 | 0.26481 | 0.83754 | 0.00050329 | 0.05434% | 0.5027% | 2.7317e-06 |  |  | 0.25 | -0.076994 | 0.26481 | 0.83754 | 0.0005813 | 0.09413% | 0.5027% | 4.7317e-06
2 hr | 0.8866% | 112 |  |  | 0.255 | -0.058211 | 0.26759 | 0.87456 | 0.00036351 | 0.01963% | 0.5026% | 9.8649e-07 |  |  | 0.255 | 0.255 | -0.058211 | 0.26759 | 0.87456 | 0.00052553 | 0.05674% | 0.5026% | 2.8519e-06 |  |  | 0.255 | -0.058211 | 0.26759 | 0.87456 | 0.00060699 | 0.09828% | 0.5026% | 4.9398e-06
3 hr | 1.301% | 76 |  |  | 0.26 | -0.039621 | 0.2703 | 0.91281 | 0.00037941 | 0.02049% | 0.5025% | 1.0295e-06 |  |  | 0.26 | 0.26 | -0.039621 | 0.2703 | 0.91281 | 0.00054852 | 0.05922% | 0.5025% | 2.976e-06 |  |  | 0.26 | -0.039621 | 0.2703 | 0.91281 | 0.00063354 | 0.1026% | 0.5025% | 5.1548e-06
[5 empty] | 0.265 | -0.021213 | 0.27295 | 0.95233 | 0.00039584 | 0.02137% | 0.5024% | 1.0738e-06 |  |  | 0.265 | 0.265 | -0.021213 | 0.27295 | 0.95233 | 0.00057227 | 0.06179% | 0.5024% | 3.1043e-06 |  |  | 0.265 | -0.021213 | 0.27295 | 0.95233 | 0.00066097 | 0.107% | 0.5024% | 5.377e-06
[5 empty] | 0.27 | -0.0029818 | 0.27554 | 0.99316 | 0.00041281 | 0.02229% | 0.5024% | 1.1197e-06 |  |  | 0.27 | 0.27 | -0.0029818 | 0.27554 | 0.99316 | 0.0005968 | 0.06443% | 0.5024% | 3.2368e-06 |  |  | 0.27 | -0.0029818 | 0.27554 | 0.99316 | 0.0006893 | 0.1116% | 0.5024% | 5.6065e-06
[5 empty] | 0.275 | 0.015082 | 0.27806 | 1.0353 | 0.00043034 | 0.02324% | 0.5023% | 1.1671e-06 |  |  | 0.275 | 0.275 | 0.015082 | 0.27806 | 1.0353 | 0.00062215 | 0.06717% | 0.5023% | 3.3737e-06 |  |  | 0.275 | 0.015082 | 0.27806 | 1.0353 | 0.00071858 | 0.1163% | 0.5023% | 5.8435e-06
[5 empty] | 0.28 | 0.032984 | 0.28052 | 1.0789 | 0.00044845 | 0.02421% | 0.5022% | 1.216e-06 |  |  | 0.28 | 0.28 | 0.032984 | 0.28052 | 1.0789 | 0.00064833 | 0.07% | 0.5022% | 3.5151e-06 |  |  | 0.28 | 0.032984 | 0.28052 | 1.0789 | 0.00074882 | 0.1212% | 0.5022% | 6.0884e-06
[5 empty] | 0.285 | 0.050732 | 0.28292 | 1.1239 | 0.00046715 | 0.02522% | 0.5021% | 1.2665e-06 |  |  | 0.285 | 0.285 | 0.050732 | 0.28292 | 1.1239 | 0.00067537 | 0.07291% | 0.5021% | 3.6612e-06 |  |  | 0.285 | 0.050732 | 0.28292 | 1.1239 | 0.00078005 | 0.1263% | 0.5021% | 6.3412e-06
[5 empty] | 0.29 | 0.068332 | 0.28525 | 1.1704 | 0.00048647 | 0.02627% | 0.502% | 1.3187e-06 |  |  | 0.29 | 0.29 | 0.068332 | 0.28525 | 1.1704 | 0.00070331 | 0.07593% | 0.502% | 3.812e-06 |  |  | 0.29 | 0.068332 | 0.28525 | 1.1704 | 0.00081232 | 0.1315% | 0.502% | 6.6024e-06
[5 empty] | 0.295 | 0.085791 | 0.28753 | 1.2184 | 0.00050643 | 0.02734% | 0.502% | 1.3726e-06 |  |  | 0.295 | 0.295 | 0.085791 | 0.28753 | 1.2184 | 0.00073216 | 0.07904% | 0.502% | 3.9677e-06 |  |  | 0.295 | 0.085791 | 0.28753 | 1.2184 | 0.00084564 | 0.1369% | 0.502% | 6.8721e-06
[5 empty] | 0.3 | 0.10311 | 0.28974 | 1.268 | 0.00052704 | 0.02846% | 0.5019% | 1.4282e-06 |  |  | 0.3 | 0.3 | 0.10311 | 0.28974 | 1.268 | 0.00076195 | 0.08226% | 0.5019% | 4.1286e-06 |  |  | 0.3 | 0.10311 | 0.28974 | 1.268 | 0.00088005 | 0.1425% | 0.5019% | 7.1506e-06
[5 empty] | 0.305 | 0.12031 | 0.2919 | 1.3192 | 0.00054832 | 0.0296% | 0.5018% | 1.4857e-06 |  |  | 0.305 | 0.305 | 0.12031 | 0.2919 | 1.3192 | 0.00079272 | 0.08558% | 0.5018% | 4.2946e-06 |  |  | 0.305 | 0.12031 | 0.2919 | 1.3192 | 0.00091559 | 0.1482% | 0.5018% | 7.4381e-06
[5 empty] | 0.31 | 0.13737 | 0.29399 | 1.3721 | 0.0005703 | 0.03079% | 0.5018% | 1.5451e-06 |  |  | 0.31 | 0.31 | 0.13737 | 0.29399 | 1.3721 | 0.00082449 | 0.08901% | 0.5018% | 4.4661e-06 |  |  | 0.31 | 0.13737 | 0.29399 | 1.3721 | 0.00095228 | 0.1542% | 0.5018% | 7.735e-06
[5 empty] | 0.315 | 0.15432 | 0.29603 | 1.4267 | 0.00059299 | 0.03202% | 0.5017% | 1.6063e-06 |  |  | 0.315 | 0.315 | 0.15432 | 0.29603 | 1.4267 | 0.0008573 | 0.09255% | 0.5017% | 4.6432e-06 |  |  | 0.315 | 0.15432 | 0.29603 | 1.4267 | 0.00099018 | 0.1603% | 0.5017% | 8.0416e-06
[5 empty] | 0.32 | 0.17116 | 0.29801 | 1.483 | 0.00061643 | 0.03328% | 0.5017% | 1.6696e-06 |  |  | 0.32 | 0.32 | 0.17116 | 0.29801 | 1.483 | 0.00089119 | 0.0962% | 0.5017% | 4.826e-06 |  |  | 0.32 | 0.17116 | 0.29801 | 1.483 | 0.0010293 | 0.1666% | 0.5017% | 8.3581e-06
[5 empty] | 0.325 | 0.18788 | 0.29993 | 1.5413 | 0.00064063 | 0.03459% | 0.5016% | 1.7349e-06 |  |  | 0.325 | 0.325 | 0.18788 | 0.29993 | 1.5413 | 0.00092617 | 0.09998% | 0.5016% | 5.0148e-06 |  |  | 0.325 | 0.18788 | 0.29993 | 1.5413 | 0.0010697 | 0.1731% | 0.5016% | 8.685e-06
[5 empty] | 0.33 | 0.2045 | 0.30179 | 1.6014 | 0.00066562 | 0.03594% | 0.5015% | 1.8024e-06 |  |  | 0.33 | 0.33 | 0.2045 | 0.30179 | 1.6014 | 0.0009623 | 0.1039% | 0.5015% | 5.2097e-06 |  |  | 0.33 | 0.2045 | 0.30179 | 1.6014 | 0.0011115 | 0.1799% | 0.5015% | 9.0224e-06
[5 empty] | 0.335 | 0.22102 | 0.30359 | 1.6635 | 0.00069142 | 0.03733% | 0.5015% | 1.872e-06 |  |  | 0.335 | 0.335 | 0.22102 | 0.30359 | 1.6635 | 0.00099961 | 0.1079% | 0.5015% | 5.411e-06 |  |  | 0.335 | 0.22102 | 0.30359 | 1.6635 | 0.0011545 | 0.1869% | 0.5015% | 9.3708e-06
[5 empty] | 0.34 | 0.23744 | 0.30534 | 1.7276 | 0.00071807 | 0.03877% | 0.5014% | 1.9439e-06 |  |  | 0.34 | 0.34 | 0.23744 | 0.30534 | 1.7276 | 0.0010381 | 0.1121% | 0.5014% | 5.6187e-06 |  |  | 0.34 | 0.23744 | 0.30534 | 1.7276 | 0.001199 | 0.1941% | 0.5014% | 9.7305e-06
[5 empty] | 0.345 | 0.25377 | 0.30703 | 1.7938 | 0.00074558 | 0.04025% | 0.5014% | 2.0182e-06 |  |  | 0.345 | 0.345 | 0.25377 | 0.30703 | 1.7938 | 0.0010779 | 0.1163% | 0.5014% | 5.8333e-06 |  |  | 0.345 | 0.25377 | 0.30703 | 1.7938 | 0.001245 | 0.2015% | 0.5014% | 1.0102e-05
[5 empty] | 0.35 | 0.27001 | 0.30867 | 1.8621 | 0.00077399 | 0.04179% | 0.5013% | 2.0949e-06 |  |  | 0.35 | 0.35 | 0.27001 | 0.30867 | 1.8621 | 0.001119 | 0.1208% | 0.5013% | 6.0548e-06 |  |  | 0.35 | 0.27001 | 0.30867 | 1.8621 | 0.0012924 | 0.2092% | 0.5013% | 1.0485e-05
[5 empty] | 0.355 | 0.28617 | 0.31024 | 1.9327 | 0.00080333 | 0.04337% | 0.5013% | 2.174e-06 |  |  | 0.355 | 0.355 | 0.28617 | 0.31024 | 1.9327 | 0.0011614 | 0.1254% | 0.5013% | 6.2835e-06 |  |  | 0.355 | 0.28617 | 0.31024 | 1.9327 | 0.0013414 | 0.2171% | 0.5013% | 1.0881e-05
[5 empty] | 0.36 | 0.30224 | 0.31176 | 2.0056 | 0.00083363 | 0.04501% | 0.5012% | 2.2558e-06 |  |  | 0.36 | 0.36 | 0.30224 | 0.31176 | 2.0056 | 0.0012052 | 0.1301% | 0.5012% | 6.5196e-06 |  |  | 0.36 | 0.30224 | 0.31176 | 2.0056 | 0.001392 | 0.2252% | 0.5012% | 1.129e-05
[5 empty] | 0.365 | 0.31824 | 0.31323 | 2.0809 | 0.00086491 | 0.04669% | 0.5012% | 2.3402e-06 |  |  | 0.365 | 0.365 | 0.31824 | 0.31323 | 2.0809 | 0.0012504 | 0.135% | 0.5012% | 6.7634e-06 |  |  | 0.365 | 0.31824 | 0.31323 | 2.0809 | 0.0014442 | 0.2337% | 0.5012% | 1.1712e-05
[5 empty] | 0.37 | 0.33417 | 0.31464 | 2.1586 | 0.00089722 | 0.04844% | 0.5011% | 2.4273e-06 |  |  | 0.37 | 0.37 | 0.33417 | 0.31464 | 2.1586 | 0.0012971 | 0.14% | 0.5011% | 7.0152e-06 |  |  | 0.37 | 0.33417 | 0.31464 | 2.1586 | 0.0014982 | 0.2424% | 0.5011% | 1.2148e-05
[5 empty] | 0.375 | 0.35003 | 0.316 | 2.2389 | 0.00093058 | 0.05024% | 0.5011% | 2.5173e-06 |  |  | 0.375 | 0.375 | 0.35003 | 0.316 | 2.2389 | 0.0013454 | 0.1452% | 0.5011% | 7.2752e-06 |  |  | 0.375 | 0.35003 | 0.316 | 2.2389 | 0.0015539 | 0.2514% | 0.5011% | 1.2598e-05
[5 empty] | 0.38 | 0.36582 | 0.3173 | 2.3218 | 0.00096504 | 0.0521% | 0.501% | 2.6102e-06 |  |  | 0.38 | 0.38 | 0.36582 | 0.3173 | 2.3218 | 0.0013952 | 0.1506% | 0.501% | 7.5436e-06 |  |  | 0.38 | 0.36582 | 0.3173 | 2.3218 | 0.0016114 | 0.2607% | 0.501% | 1.3062e-05
[5 empty] | 0.385 | 0.38154 | 0.31854 | 2.4074 | 0.0010006 | 0.05402% | 0.501% | 2.7062e-06 |  |  | 0.385 | 0.385 | 0.38154 | 0.31854 | 2.4074 | 0.0014466 | 0.1561% | 0.501% | 7.8209e-06 |  |  | 0.385 | 0.38154 | 0.31854 | 2.4074 | 0.0016708 | 0.2703% | 0.501% | 1.3542e-05
[5 empty] | 0.39 | 0.39721 | 0.31973 | 2.4958 | 0.0010374 | 0.056% | 0.5009% | 2.8053e-06 |  |  | 0.39 | 0.39 | 0.39721 | 0.31973 | 2.4958 | 0.0014998 | 0.1618% | 0.5009% | 8.1072e-06 |  |  | 0.39 | 0.39721 | 0.31973 | 2.4958 | 0.0017322 | 0.2802% | 0.5009% | 1.4037e-05
[5 empty] | 0.395 | 0.41282 | 0.32087 | 2.5871 | 0.0010753 | 0.05805% | 0.5009% | 2.9077e-06 |  |  | 0.395 | 0.395 | 0.41282 | 0.32087 | 2.5871 | 0.0015547 | 0.1678% | 0.5009% | 8.4029e-06 |  |  | 0.395 | 0.41282 | 0.32087 | 2.5871 | 0.0017956 | 0.2905% | 0.5009% | 1.4549e-05
[5 empty] | 0.4 | 0.42838 | 0.32195 | 2.6815 | 0.0011146 | 0.06017% | 0.5008% | 3.0134e-06 |  |  | 0.4 | 0.4 | 0.42838 | 0.32195 | 2.6815 | 0.0016114 | 0.1739% | 0.5008% | 8.7083e-06 |  |  | 0.4 | 0.42838 | 0.32195 | 2.6815 | 0.0018611 | 0.301% | 0.5008% | 1.5077e-05
[5 empty] | 0.405 | 0.44388 | 0.32298 | 2.779 | 0.0011551 | 0.06235% | 0.5008% | 3.1227e-06 |  |  | 0.405 | 0.405 | 0.44388 | 0.32298 | 2.779 | 0.0016699 | 0.1802% | 0.5008% | 9.0237e-06 |  |  | 0.405 | 0.44388 | 0.32298 | 2.779 | 0.0019287 | 0.312% | 0.5008% | 1.5623e-05
[5 empty] | 0.41 | 0.45934 | 0.32396 | 2.8797 | 0.0011969 | 0.06461% | 0.5007% | 3.2355e-06 |  |  | 0.41 | 0.41 | 0.45934 | 0.32396 | 2.8797 | 0.0017304 | 0.1867% | 0.5007% | 9.3495e-06 |  |  | 0.41 | 0.45934 | 0.32396 | 2.8797 | 0.0019986 | 0.3233% | 0.5007% | 1.6187e-05
[5 empty] | 0.415 | 0.47475 | 0.32488 | 2.9837 | 0.0012402 | 0.06695% | 0.5007% | 3.352e-06 |  |  | 0.415 | 0.415 | 0.47475 | 0.32488 | 2.9837 | 0.0017929 | 0.1934% | 0.5007% | 9.6861e-06 |  |  | 0.415 | 0.47475 | 0.32488 | 2.9837 | 0.0020708 | 0.3349% | 0.5007% | 1.6769e-05
[5 empty] | 0.42 | 0.49012 | 0.32574 | 3.0912 | 0.0012848 | 0.06936% | 0.5007% | 3.4724e-06 |  |  | 0.42 | 0.42 | 0.49012 | 0.32574 | 3.0912 | 0.0018575 | 0.2004% | 0.5007% | 1.0034e-05 |  |  | 0.42 | 0.49012 | 0.32574 | 3.0912 | 0.0021454 | 0.347% | 0.5007% | 1.7371e-05
[5 empty] | 0.425 | 0.50545 | 0.32656 | 3.2022 | 0.001331 | 0.07185% | 0.5006% | 3.5969e-06 |  |  | 0.425 | 0.425 | 0.50545 | 0.32656 | 3.2022 | 0.0019243 | 0.2076% | 0.5006% | 1.0393e-05 |  |  | 0.425 | 0.50545 | 0.32656 | 3.2022 | 0.0022225 | 0.3594% | 0.5006% | 1.7992e-05
[5 empty] | 0.43 | 0.52074 | 0.32732 | 3.317 | 0.0013787 | 0.07442% | 0.5006% | 3.7254e-06 |  |  | 0.43 | 0.43 | 0.52074 | 0.32732 | 3.317 | 0.0019932 | 0.215% | 0.5006% | 1.0764e-05 |  |  | 0.43 | 0.52074 | 0.32732 | 3.317 | 0.0023022 | 0.3723% | 0.5006% | 1.8634e-05
[5 empty] | 0.435 | 0.536 | 0.32803 | 3.4356 | 0.001428 | 0.07708% | 0.5005% | 3.8583e-06 |  |  | 0.435 | 0.435 | 0.536 | 0.32803 | 3.4356 | 0.0020645 | 0.2227% | 0.5005% | 1.1148e-05 |  |  | 0.435 | 0.536 | 0.32803 | 3.4356 | 0.0023845 | 0.3855% | 0.5005% | 1.9298e-05
[5 empty] | 0.44 | 0.55123 | 0.32868 | 3.5582 | 0.001479 | 0.07983% | 0.5005% | 3.9955e-06 |  |  | 0.44 | 0.44 | 0.55123 | 0.32868 | 3.5582 | 0.0021382 | 0.2307% | 0.5005% | 1.1544e-05 |  |  | 0.44 | 0.55123 | 0.32868 | 3.5582 | 0.0024696 | 0.3993% | 0.5005% | 1.9983e-05
[5 empty] | 0.445 | 0.56643 | 0.32929 | 3.6849 | 0.0015316 | 0.08267% | 0.5005% | 4.1374e-06 |  |  | 0.445 | 0.445 | 0.56643 | 0.32929 | 3.6849 | 0.0022143 | 0.2389% | 0.5005% | 1.1954e-05 |  |  | 0.445 | 0.56643 | 0.32929 | 3.6849 | 0.0025575 | 0.4135% | 0.5005% | 2.0692e-05
[5 empty] | 0.45 | 0.5816 | 0.32984 | 3.8159 | 0.0015861 | 0.08561% | 0.5004% | 4.2841e-06 |  |  | 0.45 | 0.45 | 0.5816 | 0.32984 | 3.8159 | 0.002293 | 0.2473% | 0.5004% | 1.2377e-05 |  |  | 0.45 | 0.5816 | 0.32984 | 3.8159 | 0.0026485 | 0.4281% | 0.5004% | 2.1424e-05
[5 empty] | 0.455 | 0.59675 | 0.33033 | 3.9514 | 0.0016424 | 0.08865% | 0.5004% | 4.4358e-06 |  |  | 0.455 | 0.455 | 0.59675 | 0.33033 | 3.9514 | 0.0023744 | 0.2561% | 0.5004% | 1.2815e-05 |  |  | 0.455 | 0.59675 | 0.33033 | 3.9514 | 0.0027425 | 0.4433% | 0.5004% | 2.2181e-05
[5 empty] | 0.46 | 0.61187 | 0.33078 | 4.0914 | 0.0017006 | 0.09179% | 0.5003% | 4.5925e-06 |  |  | 0.46 | 0.46 | 0.61187 | 0.33078 | 4.0914 | 0.0024586 | 0.2652% | 0.5003% | 1.3268e-05 |  |  | 0.46 | 0.61187 | 0.33078 | 4.0914 | 0.0028397 | 0.459% | 0.5003% | 2.2964e-05
[5 empty] | 0.465 | 0.62698 | 0.33117 | 4.2362 | 0.0017608 | 0.09504% | 0.5003% | 4.7546e-06 |  |  | 0.465 | 0.465 | 0.62698 | 0.33117 | 4.2362 | 0.0025456 | 0.2745% | 0.5003% | 1.3735e-05 |  |  | 0.465 | 0.62698 | 0.33117 | 4.2362 | 0.0029402 | 0.4752% | 0.5003% | 2.3773e-05
[5 empty] | 0.47 | 0.64207 | 0.33151 | 4.386 | 0.001823 | 0.0984% | 0.5002% | 4.9223e-06 |  |  | 0.47 | 0.47 | 0.64207 | 0.33151 | 4.386 | 0.0026356 | 0.2842% | 0.5002% | 1.4219e-05 |  |  | 0.47 | 0.64207 | 0.33151 | 4.386 | 0.0030441 | 0.4919% | 0.5002% | 2.4609e-05
[5 empty] | 0.475 | 0.65715 | 0.3318 | 4.5409 | 0.0018874 | 0.1019% | 0.5002% | 5.0956e-06 |  |  | 0.475 | 0.475 | 0.65715 | 0.3318 | 4.5409 | 0.0027287 | 0.2943% | 0.5002% | 1.472e-05 |  |  | 0.475 | 0.65715 | 0.3318 | 4.5409 | 0.0031517 | 0.5093% | 0.5002% | 2.5474e-05
[5 empty] | 0.48 | 0.67221 | 0.33203 | 4.7012 | 0.0019541 | 0.1055% | 0.5002% | 5.275e-06 |  |  | 0.48 | 0.48 | 0.67221 | 0.33203 | 4.7012 | 0.002825 | 0.3046% | 0.5002% | 1.5237e-05 |  |  | 0.48 | 0.67221 | 0.33203 | 4.7012 | 0.0032629 | 0.5272% | 0.5002% | 2.6369e-05
[5 empty] | 0.485 | 0.68726 | 0.33222 | 4.867 | 0.002023 | 0.1092% | 0.5001% | 5.4605e-06 |  |  | 0.485 | 0.485 | 0.68726 | 0.33222 | 4.867 | 0.0029247 | 0.3154% | 0.5001% | 1.5772e-05 |  |  | 0.485 | 0.68726 | 0.33222 | 4.867 | 0.003378 | 0.5457% | 0.5001% | 2.7294e-05
[5 empty] | 0.49 | 0.70231 | 0.33235 | 5.0386 | 0.0020943 | 0.113% | 0.5001% | 5.6525e-06 |  |  | 0.49 | 0.49 | 0.70231 | 0.33235 | 5.0386 | 0.0030278 | 0.3265% | 0.5001% | 1.6326e-05 |  |  | 0.49 | 0.70231 | 0.33235 | 5.0386 | 0.0034971 | 0.5649% | 0.5001% | 2.8251e-05
[5 empty] | 0.495 | 0.71735 | 0.33243 | 5.2162 | 0.0021681 | 0.117% | 0.5001% | 5.8511e-06 |  |  | 0.495 | 0.495 | 0.71735 | 0.33243 | 5.2162 | 0.0031345 | 0.338% | 0.5001% | 1.6899e-05 |  |  | 0.495 | 0.71735 | 0.33243 | 5.2162 | 0.0036203 | 0.5848% | 0.5001% | 2.9242e-05
[5 empty] | 0.5 | 0.73239 | 0.33245 | 5.4 | 0.0022445 | 0.1211% | 0.5% | 6.0567e-06 |  |  | 0.5 | 0.5 | 0.73239 | 0.33245 | 5.4 | 0.0032449 | 0.3498% | 0.5% | 1.7492e-05 |  |  | 0.5 | 0.73239 | 0.33245 | 5.4 | 0.0037479 | 0.6053% | 0.5% | 3.0267e-05
[5 empty] | 0.505 | 0.74743 | 0.33243 | 5.5903 | 0.0023236 | 0.1254% | 0.5% | 6.2695e-06 |  |  | 0.505 | 0.505 | 0.74743 | 0.33243 | 5.5903 | 0.0033593 | 0.3621% | 0.5% | 1.8106e-05 |  |  | 0.505 | 0.74743 | 0.33243 | 5.5903 | 0.00388 | 0.6266% | 0.5% | 3.1327e-05
[5 empty] | 0.51 | 0.76248 | 0.33235 | 5.7873 | 0.0024055 | 0.1298% | 0.4999% | 6.4898e-06 |  |  | 0.51 | 0.51 | 0.76248 | 0.33235 | 5.7873 | 0.0034777 | 0.3749% | 0.4999% | 1.8742e-05 |  |  | 0.51 | 0.76248 | 0.33235 | 5.7873 | 0.0040167 | 0.6486% | 0.4999% | 3.2425e-05
[5 empty] | 0.515 | 0.77752 | 0.33222 | 5.9913 | 0.0024903 | 0.1344% | 0.4999% | 6.7179e-06 |  |  | 0.515 | 0.515 | 0.77752 | 0.33222 | 5.9913 | 0.0036003 | 0.3881% | 0.4999% | 1.94e-05 |  |  | 0.515 | 0.77752 | 0.33222 | 5.9913 | 0.0041583 | 0.6714% | 0.4999% | 3.3562e-05
[5 empty] | 0.52 | 0.79258 | 0.33203 | 6.2027 | 0.0025781 | 0.1391% | 0.4999% | 6.9541e-06 |  |  | 0.52 | 0.52 | 0.79258 | 0.33203 | 6.2027 | 0.0037273 | 0.4017% | 0.4999% | 2.0081e-05 |  |  | 0.52 | 0.79258 | 0.33203 | 6.2027 | 0.004305 | 0.695% | 0.4999% | 3.4739e-05
[5 empty] | 0.525 | 0.80764 | 0.3318 | 6.4216 | 0.0026691 | 0.144% | 0.4998% | 7.1988e-06 |  |  | 0.525 | 0.525 | 0.80764 | 0.3318 | 6.4216 | 0.0038588 | 0.4159% | 0.4998% | 2.0787e-05 |  |  | 0.525 | 0.80764 | 0.3318 | 6.4216 | 0.0044569 | 0.7194% | 0.4998% | 3.5958e-05
[5 empty] | 0.53 | 0.82272 | 0.33151 | 6.6484 | 0.0027634 | 0.1491% | 0.4998% | 7.4523e-06 |  |  | 0.53 | 0.53 | 0.82272 | 0.33151 | 6.6484 | 0.0039951 | 0.4305% | 0.4998% | 2.1518e-05 |  |  | 0.53 | 0.82272 | 0.33151 | 6.6484 | 0.0046144 | 0.7447% | 0.4998% | 3.722e-05
[5 empty] | 0.535 | 0.83781 | 0.33117 | 6.8835 | 0.0028611 | 0.1544% | 0.4997% | 7.715e-06 |  |  | 0.535 | 0.535 | 0.83781 | 0.33117 | 6.8835 | 0.0041364 | 0.4457% | 0.4997% | 2.2275e-05 |  |  | 0.535 | 0.83781 | 0.33117 | 6.8835 | 0.0047775 | 0.771% | 0.4997% | 3.8528e-05
[5 empty] | 0.54 | 0.85291 | 0.33078 | 7.1271 | 0.0029624 | 0.1598% | 0.4997% | 7.9872e-06 |  |  | 0.54 | 0.54 | 0.85291 | 0.33078 | 7.1271 | 0.0042828 | 0.4615% | 0.4997% | 2.306e-05 |  |  | 0.54 | 0.85291 | 0.33078 | 7.1271 | 0.0049466 | 0.7981% | 0.4997% | 3.9883e-05
[5 empty] | 0.545 | 0.86804 | 0.33033 | 7.3797 | 0.0030674 | 0.1655% | 0.4997% | 8.2694e-06 |  |  | 0.545 | 0.545 | 0.86804 | 0.33033 | 7.3797 | 0.0044346 | 0.4778% | 0.4997% | 2.3873e-05 |  |  | 0.545 | 0.86804 | 0.33033 | 7.3797 | 0.0051219 | 0.8263% | 0.4997% | 4.1288e-05
[5 empty] | 0.55 | 0.88319 | 0.32984 | 7.6417 | 0.0031763 | 0.1714% | 0.4996% | 8.562e-06 |  |  | 0.55 | 0.55 | 0.88319 | 0.32984 | 7.6417 | 0.004592 | 0.4947% | 0.4996% | 2.4716e-05 |  |  | 0.55 | 0.88319 | 0.32984 | 7.6417 | 0.0053037 | 0.8555% | 0.4996% | 4.2743e-05
[5 empty] | 0.555 | 0.89836 | 0.32929 | 7.9133 | 0.0032892 | 0.1775% | 0.4996% | 8.8654e-06 |  |  | 0.555 | 0.555 | 0.89836 | 0.32929 | 7.9133 | 0.0047552 | 0.5122% | 0.4996% | 2.5591e-05 |  |  | 0.555 | 0.89836 | 0.32929 | 7.9133 | 0.0054923 | 0.8858% | 0.4996% | 4.4253e-05
[5 empty] | 0.56 | 0.91356 | 0.32868 | 8.1951 | 0.0034063 | 0.1838% | 0.4995% | 9.1801e-06 |  |  | 0.56 | 0.56 | 0.91356 | 0.32868 | 8.1951 | 0.0049246 | 0.5304% | 0.4995% | 2.6498e-05 |  |  | 0.56 | 0.91356 | 0.32868 | 8.1951 | 0.0056879 | 0.9172% | 0.4995% | 4.5818e-05
[5 empty] | 0.565 | 0.92878 | 0.32803 | 8.4876 | 0.0035279 | 0.1903% | 0.4995% | 9.5065e-06 |  |  | 0.565 | 0.565 | 0.92878 | 0.32803 | 8.4876 | 0.0051003 | 0.5493% | 0.4995% | 2.7438e-05 |  |  | 0.565 | 0.92878 | 0.32803 | 8.4876 | 0.0058908 | 0.9498% | 0.4995% | 4.7441e-05
[5 empty] | 0.57 | 0.94404 | 0.32732 | 8.7911 | 0.003654 | 0.1971% | 0.4995% | 9.8453e-06 |  |  | 0.57 | 0.57 | 0.94404 | 0.32732 | 8.7911 | 0.0052827 | 0.5689% | 0.4995% | 2.8414e-05 |  |  | 0.57 | 0.94404 | 0.32732 | 8.7911 | 0.0061015 | 0.9836% | 0.4995% | 4.9125e-05
[5 empty] | 0.575 | 0.95934 | 0.32656 | 9.1062 | 0.003785 | 0.2042% | 0.4994% | 1.0197e-05 |  |  | 0.575 | 0.575 | 0.95934 | 0.32656 | 9.1062 | 0.005472 | 0.5892% | 0.4994% | 2.9427e-05 |  |  | 0.575 | 0.95934 | 0.32656 | 9.1062 | 0.0063202 | 1.019% | 0.4994% | 5.0872e-05
[5 empty] | 0.58 | 0.97467 | 0.32574 | 9.4333 | 0.003921 | 0.2115% | 0.4994% | 1.0562e-05 |  |  | 0.58 | 0.58 | 0.97467 | 0.32574 | 9.4333 | 0.0056686 | 0.6103% | 0.4994% | 3.0479e-05 |  |  | 0.58 | 0.97467 | 0.32574 | 9.4333 | 0.0065473 | 1.055% | 0.4994% | 5.2686e-05
[5 empty] | 0.585 | 0.99004 | 0.32488 | 9.7732 | 0.0040622 | 0.2191% | 0.4993% | 1.0941e-05 |  |  | 0.585 | 0.585 | 0.99004 | 0.32488 | 9.7732 | 0.0058728 | 0.6323% | 0.4993% | 3.157e-05 |  |  | 0.585 | 0.99004 | 0.32488 | 9.7732 | 0.0067831 | 1.093% | 0.4993% | 5.4569e-05
[5 empty] | 0.59 | 1.0054 | 0.32396 | 10.1262 | 0.004209 | 0.227% | 0.4993% | 1.1335e-05 |  |  | 0.59 | 0.59 | 1.0054 | 0.32396 | 10.1262 | 0.006085 | 0.655% | 0.4993% | 3.2704e-05 |  |  | 0.59 | 1.0054 | 0.32396 | 10.1262 | 0.0070281 | 1.132% | 0.4993% | 5.6524e-05
[5 empty] | 0.595 | 1.0209 | 0.32298 | 10.4931 | 0.0043615 | 0.2352% | 0.4992% | 1.1744e-05 |  |  | 0.595 | 0.595 | 1.0209 | 0.32298 | 10.4931 | 0.0063055 | 0.6787% | 0.4992% | 3.3882e-05 |  |  | 0.595 | 1.0209 | 0.32298 | 10.4931 | 0.0072828 | 1.173% | 0.4992% | 5.8555e-05
[5 empty] | 0.6 | 1.0364 | 0.32195 | 10.8745 | 0.00452 | 0.2438% | 0.4992% | 1.217e-05 |  |  | 0.6 | 0.6 | 1.0364 | 0.32195 | 10.8745 | 0.0065347 | 0.7033% | 0.4992% | 3.5106e-05 |  |  | 0.6 | 1.0364 | 0.32195 | 10.8745 | 0.0075475 | 1.215% | 0.4992% | 6.0665e-05
[5 empty] | 0.605 | 1.052 | 0.32087 | 11.2711 | 0.0046848 | 0.2527% | 0.4992% | 1.2612e-05 |  |  | 0.605 | 0.605 | 1.052 | 0.32087 | 11.2711 | 0.006773 | 0.7288% | 0.4992% | 3.6379e-05 |  |  | 0.605 | 1.052 | 0.32087 | 11.2711 | 0.0078228 | 1.259% | 0.4992% | 6.2858e-05
[5 empty] | 0.61 | 1.0676 | 0.31973 | 11.6836 | 0.0048563 | 0.2619% | 0.4991% | 1.3071e-05 |  |  | 0.61 | 0.61 | 1.0676 | 0.31973 | 11.6836 | 0.0070208 | 0.7554% | 0.4991% | 3.7702e-05 |  |  | 0.61 | 1.0676 | 0.31973 | 11.6836 | 0.008109 | 1.305% | 0.4991% | 6.5137e-05
[5 empty] | 0.615 | 1.0832 | 0.31854 | 12.1128 | 0.0050347 | 0.2715% | 0.4991% | 1.355e-05 |  |  | 0.615 | 0.615 | 1.0832 | 0.31854 | 12.1128 | 0.0072787 | 0.783% | 0.4991% | 3.9078e-05 |  |  | 0.615 | 1.0832 | 0.31854 | 12.1128 | 0.0084069 | 1.353% | 0.4991% | 6.7507e-05
[5 empty] | 0.62 | 1.099 | 0.3173 | 12.5595 | 0.0052203 | 0.2815% | 0.499% | 1.4047e-05 |  |  | 0.62 | 0.62 | 1.099 | 0.3173 | 12.5595 | 0.0075472 | 0.8118% | 0.499% | 4.0509e-05 |  |  | 0.62 | 1.099 | 0.3173 | 12.5595 | 0.0087169 | 1.402% | 0.499% | 6.9973e-05
[5 empty] | 0.625 | 1.1148 | 0.316 | 13.0245 | 0.0054136 | 0.2919% | 0.499% | 1.4565e-05 |  |  | 0.625 | 0.625 | 1.1148 | 0.316 | 13.0245 | 0.0078266 | 0.8417% | 0.499% | 4.1999e-05 |  |  | 0.625 | 1.1148 | 0.316 | 13.0245 | 0.0090397 | 1.454% | 0.499% | 7.2538e-05
[5 empty] | 0.63 | 1.1306 | 0.31464 | 13.5088 | 0.0056149 | 0.3027% | 0.4989% | 1.5105e-05 |  |  | 0.63 | 0.63 | 1.1306 | 0.31464 | 13.5088 | 0.0081177 | 0.8729% | 0.4989% | 4.3549e-05 |  |  | 0.63 | 1.1306 | 0.31464 | 13.5088 | 0.0093759 | 1.507% | 0.4989% | 7.5208e-05
[5 empty] | 0.635 | 1.1465 | 0.31323 | 14.0134 | 0.0058247 | 0.314% | 0.4989% | 1.5666e-05 |  |  | 0.635 | 0.635 | 1.1465 | 0.31323 | 14.0134 | 0.0084209 | 0.9053% | 0.4989% | 4.5164e-05 |  |  | 0.635 | 1.1465 | 0.31323 | 14.0134 | 0.0097261 | 1.563% | 0.4989% | 7.7987e-05
[5 empty] | 0.64 | 1.1625 | 0.31176 | 14.5393 | 0.0060433 | 0.3258% | 0.4988% | 1.6252e-05 |  |  | 0.64 | 0.64 | 1.1625 | 0.31176 | 14.5393 | 0.0087369 | 0.9391% | 0.4988% | 4.6847e-05 |  |  | 0.64 | 1.1625 | 0.31176 | 14.5393 | 0.010091 | 1.621% | 0.4988% | 8.0882e-05
[5 empty] | 0.645 | 1.1786 | 0.31024 | 15.0876 | 0.0062712 | 0.3381% | 0.4988% | 1.6862e-05 |  |  | 0.645 | 0.645 | 1.1786 | 0.31024 | 15.0876 | 0.0090664 | 0.9744% | 0.4988% | 4.86e-05 |  |  | 0.645 | 1.1786 | 0.31024 | 15.0876 | 0.010472 | 1.682% | 0.4988% | 8.3898e-05
[5 empty] | 0.65 | 1.1948 | 0.30867 | 15.6595 | 0.0065089 | 0.3509% | 0.4987% | 1.7498e-05 |  |  | 0.65 | 0.65 | 1.1948 | 0.30867 | 15.6595 | 0.00941 | 1.011% | 0.4987% | 5.0427e-05 |  |  | 0.65 | 1.1948 | 0.30867 | 15.6595 | 0.010869 | 1.745% | 0.4987% | 8.7041e-05
[5 empty] | 0.655 | 1.211 | 0.30703 | 16.2562 | 0.0067569 | 0.3642% | 0.4987% | 1.8162e-05 |  |  | 0.655 | 0.655 | 1.211 | 0.30703 | 16.2562 | 0.0097686 | 1.049% | 0.4987% | 5.2333e-05 |  |  | 0.655 | 1.211 | 0.30703 | 16.2562 | 0.011283 | 1.811% | 0.4987% | 9.0318e-05
[5 empty] | 0.66 | 1.2273 | 0.30534 | 16.8791 | 0.0070158 | 0.3781% | 0.4986% | 1.8854e-05 |  |  | 0.66 | 0.66 | 1.2273 | 0.30534 | 16.8791 | 0.010143 | 1.089% | 0.4986% | 5.4322e-05 |  |  | 0.66 | 1.2273 | 0.30534 | 16.8791 | 0.011715 | 1.88% | 0.4986% | 9.3736e-05
[5 empty] | 0.665 | 1.2438 | 0.30359 | 17.5296 | 0.0072862 | 0.3927% | 0.4986% | 1.9577e-05 |  |  | 0.665 | 0.665 | 1.2438 | 0.30359 | 17.5296 | 0.010534 | 1.131% | 0.4986% | 5.6397e-05 |  |  | 0.665 | 1.2438 | 0.30359 | 17.5296 | 0.012166 | 1.952% | 0.4986% | 9.7302e-05
[5 empty] | 0.67 | 1.2603 | 0.30179 | 18.2091 | 0.0075686 | 0.4079% | 0.4985% | 2.0333e-05 |  |  | 0.67 | 0.67 | 1.2603 | 0.30179 | 18.2091 | 0.010942 | 1.175% | 0.4985% | 5.8564e-05 |  |  | 0.67 | 1.2603 | 0.30179 | 18.2091 | 0.012638 | 2.027% | 0.4985% | 0.00010102
[5 empty] | 0.675 | 1.2769 | 0.29993 | 18.9194 | 0.0078639 | 0.4237% | 0.4984% | 2.1122e-05 |  |  | 0.675 | 0.675 | 1.2769 | 0.29993 | 18.9194 | 0.011369 | 1.22% | 0.4984% | 6.0827e-05 |  |  | 0.675 | 1.2769 | 0.29993 | 18.9194 | 0.013131 | 2.105% | 0.4984% | 0.00010491
[5 empty] | 0.68 | 1.2936 | 0.29801 | 19.6622 | 0.0081726 | 0.4403% | 0.4984% | 2.1946e-05 |  |  | 0.68 | 0.68 | 1.2936 | 0.29801 | 19.6622 | 0.011815 | 1.268% | 0.4984% | 6.3193e-05 |  |  | 0.68 | 1.2936 | 0.29801 | 19.6622 | 0.013647 | 2.186% | 0.4984% | 0.00010897
[5 empty] | 0.685 | 1.3105 | 0.29603 | 20.4393 | 0.0084956 | 0.4577% | 0.4983% | 2.2809e-05 |  |  | 0.685 | 0.685 | 1.3105 | 0.29603 | 20.4393 | 0.012282 | 1.318% | 0.4983% | 6.5666e-05 |  |  | 0.685 | 1.3105 | 0.29603 | 20.4393 | 0.014186 | 2.272% | 0.4983% | 0.00011322
[5 empty] | 0.69 | 1.3274 | 0.29399 | 21.2527 | 0.0088337 | 0.4759% | 0.4983% | 2.3712e-05 |  |  | 0.69 | 0.69 | 1.3274 | 0.29399 | 21.2527 | 0.012771 | 1.37% | 0.4983% | 6.8253e-05 |  |  | 0.69 | 1.3274 | 0.29399 | 21.2527 | 0.014751 | 2.361% | 0.4983% | 0.00011765
[5 empty] | 0.695 | 1.3445 | 0.2919 | 22.1046 | 0.0091878 | 0.4949% | 0.4982% | 2.4657e-05 |  |  | 0.695 | 0.695 | 1.3445 | 0.2919 | 22.1046 | 0.013283 | 1.424% | 0.4982% | 7.096e-05 |  |  | 0.695 | 1.3445 | 0.2919 | 22.1046 | 0.015342 | 2.455% | 0.4982% | 0.0001223
[5 empty] | 0.7 | 1.3617 | 0.28974 | 22.9972 | 0.0095588 | 0.5148% | 0.4981% | 2.5646e-05 |  |  | 0.7 | 0.7 | 1.3617 | 0.28974 | 22.9972 | 0.013819 | 1.481% | 0.4981% | 7.3795e-05 |  |  | 0.7 | 1.3617 | 0.28974 | 22.9972 | 0.015961 | 2.553% | 0.4981% | 0.00012715
[5 empty] | 0.705 | 1.379 | 0.28753 | 23.933 | 0.0099478 | 0.5357% | 0.4981% | 2.6684e-05 |  |  | 0.705 | 0.705 | 1.379 | 0.28753 | 23.933 | 0.014382 | 1.541% | 0.4981% | 7.6764e-05 |  |  | 0.705 | 1.379 | 0.28753 | 23.933 | 0.016611 | 2.655% | 0.4981% | 0.00013224
[5 empty] | 0.71 | 1.3965 | 0.28525 | 24.9147 | 0.010356 | 0.5577% | 0.498% | 2.7771e-05 |  |  | 0.71 | 0.71 | 1.3965 | 0.28525 | 24.9147 | 0.014972 | 1.604% | 0.498% | 7.9877e-05 |  |  | 0.71 | 1.3965 | 0.28525 | 24.9147 | 0.017292 | 2.762% | 0.498% | 0.00013757
[5 empty] | 0.715 | 1.4141 | 0.28292 | 25.9451 | 0.010784 | 0.5806% | 0.4979% | 2.8913e-05 |  |  | 0.715 | 0.715 | 1.4141 | 0.28292 | 25.9451 | 0.015591 | 1.67% | 0.4979% | 8.3141e-05 |  |  | 0.715 | 1.4141 | 0.28292 | 25.9451 | 0.018007 | 2.875% | 0.4979% | 0.00014316
[5 empty] | 0.72 | 1.4318 | 0.28052 | 27.0274 | 0.011234 | 0.6048% | 0.4979% | 3.0111e-05 |  |  | 0.72 | 0.72 | 1.4318 | 0.28052 | 27.0274 | 0.016241 | 1.739% | 0.4979% | 8.6566e-05 |  |  | 0.72 | 1.4318 | 0.28052 | 27.0274 | 0.018758 | 2.993% | 0.4979% | 0.00014902
[5 empty] | 0.725 | 1.4497 | 0.27806 | 28.1648 | 0.011707 | 0.6302% | 0.4978% | 3.1369e-05 |  |  | 0.725 | 0.725 | 1.4497 | 0.27806 | 28.1648 | 0.016925 | 1.811% | 0.4978% | 9.0163e-05 |  |  | 0.725 | 1.4497 | 0.27806 | 28.1648 | 0.019548 | 3.117% | 0.4978% | 0.00015517
[5 empty] | 0.73 | 1.4678 | 0.27554 | 29.3609 | 0.012204 | 0.6568% | 0.4977% | 3.2692e-05 |  |  | 0.73 | 0.73 | 1.4678 | 0.27554 | 29.3609 | 0.017643 | 1.887% | 0.4977% | 9.3941e-05 |  |  | 0.73 | 1.4678 | 0.27554 | 29.3609 | 0.020378 | 3.247% | 0.4977% | 0.00016163
[5 empty] | 0.735 | 1.486 | 0.27295 | 30.6197 | 0.012727 | 0.6849% | 0.4976% | 3.4084e-05 |  |  | 0.735 | 0.735 | 1.486 | 0.27295 | 30.6197 | 0.0184 | 1.968% | 0.4976% | 9.7914e-05 |  |  | 0.735 | 1.486 | 0.27295 | 30.6197 | 0.021252 | 3.384% | 0.4976% | 0.00016841
[5 empty] | 0.74 | 1.5044 | 0.2703 | 31.9454 | 0.013278 | 0.7145% | 0.4976% | 3.5548e-05 |  |  | 0.74 | 0.74 | 1.5044 | 0.2703 | 31.9454 | 0.019196 | 2.052% | 0.4976% | 0.00010209 |  |  | 0.74 | 1.5044 | 0.2703 | 31.9454 | 0.022172 | 3.528% | 0.4976% | 0.00017554
[5 empty] | 0.745 | 1.523 | 0.26759 | 33.3426 | 0.013859 | 0.7456% | 0.4975% | 3.7091e-05 |  |  | 0.745 | 0.745 | 1.523 | 0.26759 | 33.3426 | 0.020036 | 2.141% | 0.4975% | 0.00010649 |  |  | 0.745 | 1.523 | 0.26759 | 33.3426 | 0.023142 | 3.68% | 0.4975% | 0.00018305
[5 empty] | 0.75 | 1.5418 | 0.26481 | 34.8162 | 0.014471 | 0.7784% | 0.4974% | 3.8717e-05 |  |  | 0.75 | 0.75 | 1.5418 | 0.26481 | 34.8162 | 0.020922 | 2.234% | 0.4974% | 0.00011113 |  |  | 0.75 | 1.5418 | 0.26481 | 34.8162 | 0.024164 | 3.839% | 0.4974% | 0.00019095
[5 empty] | 0.755 | 1.5608 | 0.26197 | 36.3718 | 0.015118 | 0.813% | 0.4973% | 4.0432e-05 |  |  | 0.755 | 0.755 | 1.5608 | 0.26197 | 36.3718 | 0.021856 | 2.333% | 0.4973% | 0.00011601 |  |  | 0.755 | 1.5608 | 0.26197 | 36.3718 | 0.025244 | 4.007% | 0.4973% | 0.00019927
[5 empty] | 0.76 | 1.58 | 0.25906 | 38.0152 | 0.015801 | 0.8496% | 0.4972% | 4.2244e-05 |  |  | 0.76 | 0.76 | 1.58 | 0.25906 | 38.0152 | 0.022844 | 2.437% | 0.4972% | 0.00012117 |  |  | 0.76 | 1.58 | 0.25906 | 38.0152 | 0.026385 | 4.184% | 0.4972% | 0.00020804
[5 empty] | 0.765 | 1.5994 | 0.25608 | 39.7529 | 0.016523 | 0.8883% | 0.4971% | 4.4157e-05 |  |  | 0.765 | 0.765 | 1.5994 | 0.25608 | 39.7529 | 0.023888 | 2.547% | 0.4971% | 0.00012661 |  |  | 0.765 | 1.5994 | 0.25608 | 39.7529 | 0.027591 | 4.371% | 0.4971% | 0.0002173
[5 empty] | 0.77 | 1.619 | 0.25304 | 41.592 | 0.017288 | 0.9292% | 0.497% | 4.6181e-05 |  |  | 0.77 | 0.77 | 1.619 | 0.25304 | 41.592 | 0.024993 | 2.663% | 0.497% | 0.00013236 |  |  | 0.77 | 1.619 | 0.25304 | 41.592 | 0.028867 | 4.569% | 0.497% | 0.00022707
[5 empty] | 0.775 | 1.6389 | 0.24993 | 43.5403 | 0.018098 | 0.9725% | 0.4969% | 4.8324e-05 |  |  | 0.775 | 0.775 | 1.6389 | 0.24993 | 43.5403 | 0.026164 | 2.786% | 0.4969% | 0.00013844 |  |  | 0.775 | 1.6389 | 0.24993 | 43.5403 | 0.030219 | 4.778% | 0.4969% | 0.0002374
[5 empty] | 0.78 | 1.659 | 0.24674 | 45.6064 | 0.018956 | 1.018% | 0.4968% | 5.0594e-05 |  |  | 0.78 | 0.78 | 1.659 | 0.24674 | 45.6064 | 0.027406 | 2.916% | 0.4968% | 0.00014489 |  |  | 0.78 | 1.659 | 0.24674 | 45.6064 | 0.031653 | 4.999% | 0.4968% | 0.00024833
[5 empty] | 0.785 | 1.6794 | 0.24349 | 47.7995 | 0.019868 | 1.067% | 0.4967% | 5.3002e-05 |  |  | 0.785 | 0.785 | 1.6794 | 0.24349 | 47.7995 | 0.028723 | 3.055% | 0.4967% | 0.00015171 |  |  | 0.785 | 1.6794 | 0.24349 | 47.7995 | 0.033175 | 5.233% | 0.4967% | 0.00025989
[5 empty] | 0.79 | 1.7001 | 0.24017 | 50.1302 | 0.020837 | 1.119% | 0.4966% | 5.5559e-05 |  |  | 0.79 | 0.79 | 1.7001 | 0.24017 | 50.1302 | 0.030124 | 3.201% | 0.4966% | 0.00015895 |  |  | 0.79 | 1.7001 | 0.24017 | 50.1302 | 0.034793 | 5.481% | 0.4966% | 0.00027214
[5 empty] | 0.795 | 1.7211 | 0.23677 | 52.6097 | 0.021867 | 1.174% | 0.4964% | 5.8276e-05 |  |  | 0.795 | 0.795 | 1.7211 | 0.23677 | 52.6097 | 0.031614 | 3.357% | 0.4964% | 0.00016664 |  |  | 0.795 | 1.7211 | 0.23677 | 52.6097 | 0.036514 | 5.744% | 0.4964% | 0.00028514
[5 empty] | 0.8 | 1.7423 | 0.2333 | 55.2509 | 0.022965 | 1.232% | 0.4963% | 6.1167e-05 |  |  | 0.8 | 0.8 | 1.7423 | 0.2333 | 55.2509 | 0.033201 | 3.522% | 0.4963% | 0.00017481 |  |  | 0.8 | 1.7423 | 0.2333 | 55.2509 | 0.038347 | 6.023% | 0.4963% | 0.00029893
[5 empty] | 0.805 | 1.7639 | 0.22976 | 58.0677 | 0.024136 | 1.295% | 0.4962% | 6.4248e-05 |  |  | 0.805 | 0.805 | 1.7639 | 0.22976 | 58.0677 | 0.034894 | 3.698% | 0.4962% | 0.0001835 |  |  | 0.805 | 1.7639 | 0.22976 | 58.0677 | 0.040302 | 6.32% | 0.4962% | 0.0003136
[5 empty] | 0.81 | 1.7859 | 0.22614 | 61.0758 | 0.025386 | 1.361% | 0.496% | 6.7534e-05 |  |  | 0.81 | 0.81 | 1.7859 | 0.22614 | 61.0758 | 0.036701 | 3.886% | 0.496% | 0.00019277 |  |  | 0.81 | 1.7859 | 0.22614 | 61.0758 | 0.04239 | 6.637% | 0.496% | 0.0003292
[5 empty] | 0.815 | 1.8082 | 0.22244 | 64.2927 | 0.026723 | 1.433% | 0.4959% | 7.1044e-05 |  |  | 0.815 | 0.815 | 1.8082 | 0.22244 | 64.2927 | 0.038634 | 4.087% | 0.4959% | 0.00020265 |  |  | 0.815 | 1.8082 | 0.22244 | 64.2927 | 0.044623 | 6.974% | 0.4959% | 0.00034581
[5 empty] | 0.82 | 1.8308 | 0.21867 | 67.7379 | 0.028155 | 1.509% | 0.4957% | 7.4798e-05 |  |  | 0.82 | 0.82 | 1.8308 | 0.21867 | 67.7379 | 0.040705 | 4.301% | 0.4957% | 0.0002132 |  |  | 0.82 | 1.8308 | 0.21867 | 67.7379 | 0.047014 | 7.333% | 0.4957% | 0.00036353
[5 empty] | 0.825 | 1.8539 | 0.21481 | 71.4333 | 0.029691 | 1.591% | 0.4956% | 7.882e-05 |  |  | 0.825 | 0.825 | 1.8539 | 0.21481 | 71.4333 | 0.042925 | 4.53% | 0.4956% | 0.00022449 |  |  | 0.825 | 1.8539 | 0.21481 | 71.4333 | 0.049579 | 7.718% | 0.4956% | 0.00038245
[5 empty] | 0.83 | 1.8774 | 0.21088 | 75.4036 | 0.031342 | 1.678% | 0.4954% | 8.3134e-05 |  |  | 0.83 | 0.83 | 1.8774 | 0.21088 | 75.4036 | 0.045311 | 4.776% | 0.4954% | 0.00023658 |  |  | 0.83 | 1.8774 | 0.21088 | 75.4036 | 0.052334 | 8.129% | 0.4954% | 0.00040268
[5 empty] | 0.835 | 1.9013 | 0.20686 | 79.6765 | 0.033118 | 1.772% | 0.4952% | 8.777e-05 |  |  | 0.835 | 0.835 | 1.9013 | 0.20686 | 79.6765 | 0.047879 | 5.039% | 0.4952% | 0.00024955 |  |  | 0.835 | 1.9013 | 0.20686 | 79.6765 | 0.0553 | 8.569% | 0.4952% | 0.00042433
[5 empty] | 0.84 | 1.9257 | 0.20276 | 84.2836 | 0.035032 | 1.874% | 0.495% | 9.276e-05 |  |  | 0.84 | 0.84 | 1.9257 | 0.20276 | 84.2836 | 0.050647 | 5.323% | 0.495% | 0.00026348 |  |  | 0.84 | 1.9257 | 0.20276 | 84.2836 | 0.058497 | 9.041% | 0.495% | 0.00044754
[5 empty] | 0.845 | 1.9507 | 0.19857 | 89.2607 | 0.037101 | 1.984% | 0.4948% | 9.8142e-05 |  |  | 0.845 | 0.845 | 1.9507 | 0.19857 | 89.2607 | 0.053638 | 5.628% | 0.4948% | 0.00027848 |  |  | 0.845 | 1.9507 | 0.19857 | 89.2607 | 0.061952 | 9.549% | 0.4948% | 0.00047247
[5 empty] | 0.85 | 1.9761 | 0.1943 | 94.6485 | 0.039341 | 2.102% | 0.4946% | 0.00010396 |  |  | 0.85 | 0.85 | 1.9761 | 0.1943 | 94.6485 | 0.056876 | 5.958% | 0.4946% | 0.00029465 |  |  | 0.85 | 1.9761 | 0.1943 | 94.6485 | 0.065691 | 10.1% | 0.4946% | 0.00049927
[5 empty] | 0.855 | 2.0021 | 0.18994 | 100.4939 | 0.04177 | 2.23% | 0.4943% | 0.00011025 |  |  | 0.855 | 0.855 | 2.0021 | 0.18994 | 100.4939 | 0.060388 | 6.314% | 0.4943% | 0.00031211 |  |  | 0.855 | 2.0021 | 0.18994 | 100.4939 | 0.069748 | 10.68% | 0.4943% | 0.00052815
[5 empty] | 0.86 | 2.0288 | 0.18548 | 106.8506 | 0.044412 | 2.37% | 0.4941% | 0.00011708 |  |  | 0.86 | 0.86 | 2.0288 | 0.18548 | 106.8506 | 0.064208 | 6.7% | 0.4941% | 0.000331 |  |  | 0.86 | 2.0288 | 0.18548 | 106.8506 | 0.07416 | 11.32% | 0.4941% | 0.0005593
[5 empty] | 0.865 | 2.0561 | 0.18093 | 113.7808 | 0.047293 | 2.521% | 0.4938% | 0.00012451 |  |  | 0.865 | 0.865 | 2.0561 | 0.18093 | 113.7808 | 0.068373 | 7.118% | 0.4938% | 0.00035149 |  |  | 0.865 | 2.0561 | 0.18093 | 113.7808 | 0.07897 | 12.01% | 0.4938% | 0.00059298
[5 empty] | 0.87 | 2.0841 | 0.17629 | 121.3565 | 0.050442 | 2.687% | 0.4935% | 0.00013261 |  |  | 0.87 | 0.87 | 2.0841 | 0.17629 | 121.3565 | 0.072925 | 7.574% | 0.4935% | 0.00037377 |  |  | 0.87 | 2.0841 | 0.17629 | 121.3565 | 0.084228 | 12.75% | 0.4935% | 0.00062946
[5 empty] | 0.875 | 2.1128 | 0.17154 | 129.6621 | 0.053894 | 2.868% | 0.4932% | 0.00014146 |  |  | 0.875 | 0.875 | 2.1128 | 0.17154 | 129.6621 | 0.077916 | 8.071% | 0.4932% | 0.00039803 |  |  | 0.875 | 2.1128 | 0.17154 | 129.6621 | 0.089992 | 13.57% | 0.4932% | 0.00066906
[5 empty] | 0.88 | 2.1424 | 0.1667 | 138.7963 | 0.057691 | 3.067% | 0.4928% | 0.00015117 |  |  | 0.88 | 0.88 | 2.1424 | 0.1667 | 138.7963 | 0.083405 | 8.614% | 0.4928% | 0.00042454 |  |  | 0.88 | 2.1424 | 0.1667 | 138.7963 | 0.096332 | 14.45% | 0.4928% | 0.00071212
[5 empty] | 0.885 | 2.1728 | 0.16175 | 148.8759 | 0.06188 | 3.286% | 0.4925% | 0.00016184 |  |  | 0.885 | 0.885 | 2.1728 | 0.16175 | 148.8759 | 0.089462 | 9.21% | 0.4925% | 0.00045356 |  |  | 0.885 | 2.1728 | 0.16175 | 148.8759 | 0.10333 | 15.41% | 0.4925% | 0.00075906
[5 empty] | 0.89 | 2.2042 | 0.1567 | 160.0396 | 0.06652 | 3.528% | 0.4921% | 0.00017362 |  |  | 0.89 | 0.89 | 2.2042 | 0.1567 | 160.0396 | 0.09617 | 9.865% | 0.4921% | 0.00048544 |  |  | 0.89 | 2.2042 | 0.1567 | 160.0396 | 0.11108 | 16.47% | 0.4921% | 0.00081036
[5 empty] | 0.895 | 2.2367 | 0.15153 | 172.4536 | 0.07168 | 3.797% | 0.4916% | 0.00018666 |  |  | 0.895 | 0.895 | 2.2367 | 0.15153 | 172.4536 | 0.10363 | 10.59% | 0.4916% | 0.00052057 |  |  | 0.895 | 2.2367 | 0.15153 | 172.4536 | 0.11969 | 17.63% | 0.4916% | 0.00086656
[5 empty] | 0.9 | 2.2703 | 0.14625 | 186.3184 | 0.077443 | 4.096% | 0.4912% | 0.00020116 |  |  | 0.9 | 0.9 | 2.2703 | 0.14625 | 186.3184 | 0.11196 | 11.39% | 0.4912% | 0.00055939 |  |  | 0.9 | 2.2703 | 0.14625 | 186.3184 | 0.12931 | 18.9% | 0.4912% | 0.00092829
[5 empty] | 0.905 | 2.3051 | 0.14085 | 201.8779 | 0.083911 | 4.43% | 0.4906% | 0.00021735 |  |  | 0.905 | 0.905 | 2.3051 | 0.14085 | 201.8779 | 0.12131 | 12.28% | 0.4906% | 0.00060246 |  |  | 0.905 | 2.3051 | 0.14085 | 201.8779 | 0.14011 | 20.31% | 0.4906% | 0.00099629
[5 empty] | 0.91 | 2.3413 | 0.13533 | 219.4319 | 0.091207 | 4.806% | 0.49% | 0.0002355 |  |  | 0.91 | 0.91 | 2.3413 | 0.13533 | 219.4319 | 0.13186 | 13.27% | 0.49% | 0.00065043 |  |  | 0.91 | 2.3413 | 0.13533 | 219.4319 | 0.1523 | 21.86% | 0.49% | 0.0010714
[5 empty] | 0.915 | 2.379 | 0.12967 | 239.3527 | 0.099487 | 5.231% | 0.4894% | 0.00025597 |  |  | 0.915 | 0.915 | 2.379 | 0.12967 | 239.3527 | 0.14383 | 14.39% | 0.4894% | 0.00070407 |  |  | 0.915 | 2.379 | 0.12967 | 239.3527 | 0.16612 | 23.59% | 0.4894% | 0.0011547
[5 empty] | 0.92 | 2.4185 | 0.12389 | 262.1076 | 0.10895 | 5.713% | 0.4886% | 0.00027917 |  |  | 0.92 | 0.92 | 2.4185 | 0.12389 | 262.1076 | 0.1575 | 15.64% | 0.4886% | 0.00076434 |  |  | 0.92 | 2.4185 | 0.12389 | 262.1076 | 0.18192 | 25.52% | 0.4886% | 0.0012472
[5 empty] | 0.925 | 2.4598 | 0.11796 | 288.2913 | 0.11983 | 6.266% | 0.4878% | 0.00030565 |  |  | 0.925 | 0.925 | 2.4598 | 0.11796 | 288.2913 | 0.17324 | 17.06% | 0.4878% | 0.00083237 |  |  | 0.925 | 2.4598 | 0.11796 | 288.2913 | 0.20009 | 27.69% | 0.4878% | 0.0013505
[5 empty] | 0.93 | 2.5033 | 0.11189 | 318.6713 | 0.13246 | 6.903% | 0.4868% | 0.00033606 |  |  | 0.93 | 0.93 | 2.5033 | 0.11189 | 318.6713 | 0.19149 | 18.68% | 0.4868% | 0.00090958 |  |  | 0.93 | 2.5033 | 0.11189 | 318.6713 | 0.22118 | 30.11% | 0.4868% | 0.0014661
[5 empty] | 0.935 | 2.5493 | 0.10566 | 354.255 | 0.14725 | 7.643% | 0.4858% | 0.00037128 |  |  | 0.935 | 0.935 | 2.5493 | 0.10566 | 354.255 | 0.21288 | 20.54% | 0.4858% | 0.00099771 |  |  | 0.935 | 2.5493 | 0.10566 | 354.255 | 0.24587 | 32.85% | 0.4858% | 0.001596
[5 empty] | 0.94 | 2.5981 | 0.099269 | 396.3894 | 0.16476 | 8.513% | 0.4845% | 0.00041243 |  |  | 0.94 | 0.94 | 2.5981 | 0.099269 | 396.3894 | 0.2382 | 22.68% | 0.4845% | 0.001099 |  |  | 0.94 | 2.5981 | 0.099269 | 396.3894 | 0.27512 | 35.96% | 0.4845% | 0.0017423
[5 empty] | 0.945 | 2.6502 | 0.092701 | 446.9156 | 0.18576 | 9.544% | 0.483% | 0.000461 |  |  | 0.945 | 0.945 | 2.6502 | 0.092701 | 446.9156 | 0.26856 | 25.18% | 0.483% | 0.0012161 |  |  | 0.945 | 2.6502 | 0.092701 | 446.9156 | 0.31018 | 39.5% | 0.483% | 0.0019078
[5 empty] | 0.95 | 2.7062 | 0.085946 | 508.4147 | 0.21132 | 10.78% | 0.4812% | 0.00051898 |  |  | 0.95 | 0.95 | 2.7062 | 0.085946 | 508.4147 | 0.30551 | 28.1% | 0.4812% | 0.0013525 |  |  | 0.95 | 2.7062 | 0.085946 | 508.4147 | 0.35287 | 43.54% | 0.4812% | 0.0020953
[5 empty] | 0.955 | 2.7669 | 0.078989 | 584.6164 | 0.243 | 12.3% | 0.4791% | 0.00058915 |  |  | 0.955 | 0.955 | 2.7669 | 0.078989 | 584.6164 | 0.3513 | 31.57% | 0.4791% | 0.0015127 |  |  | 0.955 | 2.7669 | 0.078989 | 584.6164 | 0.40576 | 48.18% | 0.4791% | 0.0023081
[5 empty] | 0.96 | 2.8332 | 0.071811 | 681.1097 | 0.2831 | 14.18% | 0.4764% | 0.00067542 |  |  | 0.96 | 0.96 | 2.8332 | 0.071811 | 681.1097 | 0.40929 | 35.73% | 0.4764% | 0.0017022 |  |  | 0.96 | 2.8332 | 0.071811 | 681.1097 | 0.47273 | 53.5% | 0.4764% | 0.0025492
[5 empty] | 0.965 | 2.9067 | 0.064392 | 806.6527 | 0.33529 | 16.56% | 0.4731% | 0.00078347 |  |  | 0.965 | 0.965 | 2.9067 | 0.064392 | 806.6527 | 0.48473 | 40.76% | 0.4731% | 0.0019281 |  |  | 0.965 | 2.9067 | 0.064392 | 806.6527 | 0.55986 | 59.63% | 0.4731% | 0.0028208
[5 empty] | 0.97 | 2.9893 | 0.056702 | 975.7669 | 0.40558 | 19.67% | 0.4687% | 0.00092186 |  |  | 0.97 | 0.97 | 2.9893 | 0.056702 | 975.7669 | 0.58635 | 46.91% | 0.4687% | 0.0021988 |  |  | 0.97 | 2.9893 | 0.056702 | 975.7669 | 0.67723 | 66.62% | 0.4687% | 0.0031223
[5 empty] | 0.975 | 3.0844 | 0.048704 | 1214.3686 | 0.50475 | 23.86% | 0.4627% | 0.0011039 |  |  | 0.975 | 0.975 | 3.0844 | 0.048704 | 1214.3686 | 0.72973 | 54.53% | 0.4627% | 0.0025232 |  |  | 0.975 | 3.0844 | 0.048704 | 1214.3686 | 0.84284 | 74.47% | 0.4627% | 0.0034459
[5 empty] | 0.98 | 3.1969 | 0.040348 | 1573.5931 | 0.65406 | 29.76% | 0.4541% | 0.0013512 |  |  | 0.98 | 0.98 | 3.1969 | 0.040348 | 1573.5931 | 0.94559 | 63.99% | 0.4541% | 0.0029055 |  |  | 0.98 | 3.1969 | 0.040348 | 1573.5931 | 1.0922 | 82.95% | 0.4541% | 0.0037669
[5 empty] | 0.985 | 3.3365 | 0.031559 | 2170.2123 | 0.90205 | 38.56% | 0.4406% | 0.0016989 |  |  | 0.985 | 0.985 | 3.3365 | 0.031559 | 2170.2123 | 1.3041 | 75.55% | 0.4406% | 0.0033286 |  |  | 0.985 | 3.3365 | 0.031559 | 2170.2123 | 1.5062 | 91.28% | 0.4406% | 0.0040219
[5 empty] | 0.99 | 3.524 | 0.02221 | 3342.0367 | 1.3891 | 52.77% | 0.4165% | 0.0021976 |  |  | 0.99 | 0.99 | 3.524 | 0.02221 | 3342.0367 | 2.0083 | 88.57% | 0.4165% | 0.0036886 |  |  | 0.99 | 3.524 | 0.02221 | 3342.0367 | 2.3196 | 97.67% | 0.4165% | 0.0040674
[5 empty] | 0.995 | 3.8234 | 0.01205 | 6658.692 | 2.7677 | 77.57% | 0.3607% | 0.0027981 |  |  | 0.995 | 0.995 | 3.8234 | 0.01205 | 6658.692 | 4.0013 | 98.67% | 0.3607% | 0.0035595 |  |  | 0.995 | 3.8234 | 0.01205 | 6658.692 | 4.6215 | 99.94% | 0.3607% | 0.0036054
|  |  |  | 2 | TB: Standing, Speaking | 1 | hr | 0.49136 | 1.3 |  |  | R(ERq) |  |  |  | TB: Standing, Speaking | 2 | hr | 0.49136 | 1.3 |  |  | R(ERq) |  |  | TB: Standing, Speaking | 3 | hr | 0.49136 | 1.3 |  |  | R(ERq)
[5 empty] | Percentile Increment | log10ERq | pdf log10ERq | ERq | Avg quanta/m3 | PI(ERq) | PERq | PI(ERq)*PERq | Risk = | 0.016991 |  | Percentile Increment | log10ERq | pdf log10ERq | ERq | Avg quanta/m3 | PI(ERq) | PERq | PI(ERq)*PERq | Risk = | 0.037428 | Percentile Increment | log10ERq | pdf log10ERq | ERq | Avg quanta/m3 | PI(ERq) | PERq | PI(ERq)*PERq | Risk = | 0.05382
[5 empty] | 0.005 | -2.8572 | 0.011123 | 0.0013893 | 5.7745e-07 | 3.118e-05% |  | 0 | Percentile = | 0.855 |  | 0.005 | -2.8572 | 0.011123 | 0.0013893 | 8.3483e-07 | 9.016e-05% |  | 0 | Percentile = | 0.835 | 0.005 | -2.8572 | 0.011123 | 0.0013893 | 9.6422e-07 | 0.0001562% |  | 0 | Percentile = | 0.82
[5 empty] | 0.01 | -2.5329 | 0.020502 | 0.0029316 | 1.2185e-06 | 6.58e-05% | 0.6649% | 4.3752e-09 | R(ERq)max = | 0.2844% |  | 0.01 | -2.5329 | 0.020502 | 0.0029316 | 1.7617e-06 | 0.0001903% | 0.6649% | 1.2651e-08 | R(ERq)max = | 0.3668% | 0.01 | -2.5329 | 0.020502 | 0.0029316 | 2.0347e-06 | 0.0003296% | 0.6649% | 2.1917e-08 | R(ERq)max = | 0.406%
[5 empty] | 0.015 | -2.3298 | 0.029131 | 0.00468 | 1.9452e-06 | 0.000105% | 0.5918% | 6.2159e-09 | PI 90% = | 3.173% |  | 0.015 | -2.3298 | 0.029131 | 0.00468 | 2.8123e-06 | 0.0003037% | 0.5918% | 1.7973e-08 | PI 90% = | 8.903% | 0.015 | -2.3298 | 0.029131 | 0.00468 | 3.2482e-06 | 0.0005262% | 0.5918% | 3.1138e-08 | PI 90% = | 14.92%
[5 empty] | 0.02 | -2.1785 | 0.037245 | 0.0066296 | 2.7556e-06 | 0.0001488% | 0.5633% | 8.3821e-09 | Percentile = | 0.9 |  | 0.02 | -2.1785 | 0.037245 | 0.0066296 | 3.9838e-06 | 0.0004303% | 0.5633% | 2.4236e-08 | Percentile = | 0.9 | 0.02 | -2.1785 | 0.037245 | 0.0066296 | 4.6013e-06 | 0.0007454% | 0.5633% | 4.1989e-08 | Percentile = | 0.9
[5 empty] | 0.025 | -2.0566 | 0.044958 | 0.0087783 | 3.6487e-06 | 0.000197% | 0.5481% | 1.08e-08 |  |  |  | 0.025 | -2.0566 | 0.044958 | 0.0087783 | 5.275e-06 | 0.0005697% | 0.5481% | 3.1227e-08 |  |  | 0.025 | -2.0566 | 0.044958 | 0.0087783 | 6.0926e-06 | 0.000987% | 0.5481% | 5.41e-08
[5 empty] | 0.03 | -1.9537 | 0.05234 | 0.011126 | 4.6244e-06 | 0.0002497% | 0.5387% | 1.3452e-08 |  |  |  | 0.03 | -1.9537 | 0.05234 | 0.011126 | 6.6856e-06 | 0.000722% | 0.5387% | 3.8896e-08 |  |  | 0.03 | -1.9537 | 0.05234 | 0.011126 | 7.7219e-06 | 0.001251% | 0.5387% | 6.7387e-08
[5 empty] | 0.035 | -1.8641 | 0.059439 | 0.013673 | 5.6834e-06 | 0.0003069% | 0.5323% | 1.6335e-08 |  |  |  | 0.035 | -1.8641 | 0.059439 | 0.013673 | 8.2166e-06 | 0.0008874% | 0.5323% | 4.7232e-08 |  |  | 0.035 | -1.8641 | 0.059439 | 0.013673 | 9.4901e-06 | 0.001537% | 0.5323% | 8.1829e-08
[5 empty] | 0.04 | -1.7845 | 0.066288 | 0.016424 | 6.8265e-06 | 0.0003686% | 0.5276% | 1.9449e-08 |  |  |  | 0.04 | -1.7845 | 0.066288 | 0.016424 | 9.8692e-06 | 0.001066% | 0.5276% | 5.6235e-08 |  |  | 0.04 | -1.7845 | 0.066288 | 0.016424 | 1.1399e-05 | 0.001847% | 0.5276% | 9.7426e-08
[5 empty] | 0.045 | -1.7127 | 0.072913 | 0.01938 | 8.0551e-06 | 0.000435% | 0.5241% | 2.2795e-08 |  |  |  | 0.045 | -1.7127 | 0.072913 | 0.01938 | 1.1645e-05 | 0.001258% | 0.5241% | 6.5911e-08 |  |  | 0.045 | -1.7127 | 0.072913 | 0.01938 | 1.345e-05 | 0.002179% | 0.5241% | 1.1419e-07
[5 empty] | 0.05 | -1.6469 | 0.079335 | 0.022545 | 9.3709e-06 | 0.000506% | 0.5213% | 2.6379e-08 |  |  |  | 0.05 | -1.6469 | 0.079335 | 0.022545 | 1.3548e-05 | 0.001463% | 0.5213% | 7.6272e-08 |  |  | 0.05 | -1.6469 | 0.079335 | 0.022545 | 1.5648e-05 | 0.002535% | 0.5213% | 1.3214e-07
[5 empty] | 0.055 | -1.5863 | 0.085571 | 0.025925 | 1.0776e-05 | 0.0005819% | 0.5191% | 3.0203e-08 |  |  |  | 0.055 | -1.5863 | 0.085571 | 0.025925 | 1.5578e-05 | 0.001682% | 0.5191% | 8.7329e-08 |  |  | 0.055 | -1.5863 | 0.085571 | 0.025925 | 1.7993e-05 | 0.002915% | 0.5191% | 1.513e-07
[5 empty] | 0.06 | -1.5298 | 0.091633 | 0.029523 | 1.2271e-05 | 0.0006626% | 0.5172% | 3.4273e-08 |  |  |  | 0.06 | -1.5298 | 0.091633 | 0.029523 | 1.7741e-05 | 0.001916% | 0.5172% | 9.9099e-08 |  |  | 0.06 | -1.5298 | 0.091633 | 0.029523 | 2.049e-05 | 0.003319% | 0.5172% | 1.7169e-07
[5 empty] | 0.065 | -1.477 | 0.097534 | 0.033345 | 1.386e-05 | 0.0007484% | 0.5157% | 3.8596e-08 |  |  |  | 0.065 | -1.477 | 0.097534 | 0.033345 | 2.0037e-05 | 0.002164% | 0.5157% | 1.116e-07 |  |  | 0.065 | -1.477 | 0.097534 | 0.033345 | 2.3143e-05 | 0.003749% | 0.5157% | 1.9334e-07
[5 empty] | 0.07 | -1.4272 | 0.10328 | 0.037397 | 1.5544e-05 | 0.0008394% | 0.5144% | 4.3176e-08 |  |  |  | 0.07 | -1.4272 | 0.10328 | 0.037397 | 2.2472e-05 | 0.002427% | 0.5144% | 1.2484e-07 |  |  | 0.07 | -1.4272 | 0.10328 | 0.037397 | 2.5955e-05 | 0.004205% | 0.5144% | 2.1629e-07
[5 empty] | 0.075 | -1.38 | 0.10889 | 0.041684 | 1.7326e-05 | 0.0009356% | 0.5133% | 4.8022e-08 |  |  |  | 0.075 | -1.38 | 0.10889 | 0.041684 | 2.5049e-05 | 0.002705% | 0.5133% | 1.3885e-07 |  |  | 0.075 | -1.38 | 0.10889 | 0.041684 | 2.8931e-05 | 0.004687% | 0.5133% | 2.4056e-07
[5 empty] | 0.08 | -1.3352 | 0.11436 | 0.046213 | 1.9209e-05 | 0.001037% | 0.5123% | 5.3139e-08 |  |  |  | 0.08 | -1.3352 | 0.11436 | 0.046213 | 2.777e-05 | 0.002999% | 0.5123% | 1.5365e-07 |  |  | 0.08 | -1.3352 | 0.11436 | 0.046213 | 3.2075e-05 | 0.005196% | 0.5123% | 2.6619e-07
[5 empty] | 0.085 | -1.2925 | 0.1197 | 0.050991 | 2.1195e-05 | 0.001145% | 0.5115% | 5.8536e-08 |  |  |  | 0.085 | -1.2925 | 0.1197 | 0.050991 | 3.0641e-05 | 0.003309% | 0.5115% | 1.6925e-07 |  |  | 0.085 | -1.2925 | 0.1197 | 0.050991 | 3.5391e-05 | 0.005733% | 0.5115% | 2.9322e-07
[5 empty] | 0.09 | -1.2516 | 0.12492 | 0.056025 | 2.3287e-05 | 0.001257% | 0.5107% | 6.4219e-08 |  |  |  | 0.09 | -1.2516 | 0.12492 | 0.056025 | 3.3666e-05 | 0.003636% | 0.5107% | 1.8568e-07 |  |  | 0.09 | -1.2516 | 0.12492 | 0.056025 | 3.8884e-05 | 0.006299% | 0.5107% | 3.2169e-07
[5 empty] | 0.095 | -1.2124 | 0.13001 | 0.061321 | 2.5488e-05 | 0.001376% | 0.51% | 7.0198e-08 |  |  |  | 0.095 | -1.2124 | 0.13001 | 0.061321 | 3.6849e-05 | 0.00398% | 0.51% | 2.0297e-07 |  |  | 0.095 | -1.2124 | 0.13001 | 0.061321 | 4.256e-05 | 0.006894% | 0.51% | 3.5164e-07
[5 empty] | 0.1 | -1.1747 | 0.135 | 0.066887 | 2.7802e-05 | 0.001501% | 0.5094% | 7.648e-08 |  |  |  | 0.1 | -1.1747 | 0.135 | 0.066887 | 4.0194e-05 | 0.004341% | 0.5094% | 2.2113e-07 |  |  | 0.1 | -1.1747 | 0.135 | 0.066887 | 4.6424e-05 | 0.00752% | 0.5094% | 3.8311e-07
[5 empty] | 0.105 | -1.1383 | 0.13987 | 0.072732 | 3.0231e-05 | 0.001632% | 0.5089% | 8.3074e-08 |  |  |  | 0.105 | -1.1383 | 0.13987 | 0.072732 | 4.3706e-05 | 0.00472% | 0.5089% | 2.402e-07 |  |  | 0.105 | -1.1383 | 0.13987 | 0.072732 | 5.048e-05 | 0.008177% | 0.5089% | 4.1614e-07
[5 empty] | 0.11 | -1.1031 | 0.14464 | 0.078863 | 3.278e-05 | 0.00177% | 0.5084% | 8.999e-08 |  |  |  | 0.11 | -1.1031 | 0.14464 | 0.078863 | 4.739e-05 | 0.005118% | 0.5084% | 2.602e-07 |  |  | 0.11 | -1.1031 | 0.14464 | 0.078863 | 5.4735e-05 | 0.008867% | 0.5084% | 4.5078e-07
[5 empty] | 0.115 | -1.0691 | 0.14931 | 0.085289 | 3.5451e-05 | 0.001914% | 0.508% | 9.7238e-08 |  |  |  | 0.115 | -1.0691 | 0.14931 | 0.085289 | 5.1252e-05 | 0.005535% | 0.508% | 2.8115e-07 |  |  | 0.115 | -1.0691 | 0.14931 | 0.085289 | 5.9195e-05 | 0.009589% | 0.508% | 4.8709e-07
[5 empty] | 0.12 | -1.0361 | 0.15388 | 0.092019 | 3.8248e-05 | 0.002065% | 0.5075% | 1.0483e-07 |  |  |  | 0.12 | -1.0361 | 0.15388 | 0.092019 | 5.5296e-05 | 0.005972% | 0.5075% | 3.0309e-07 |  |  | 0.12 | -1.0361 | 0.15388 | 0.092019 | 6.3866e-05 | 0.01035% | 0.5075% | 5.251e-07
[5 empty] | 0.125 | -1.0041 | 0.15835 | 0.099062 | 4.1175e-05 | 0.002223% | 0.5072% | 1.1277e-07 |  |  |  | 0.125 | -1.0041 | 0.15835 | 0.099062 | 5.9528e-05 | 0.006429% | 0.5072% | 3.2605e-07 |  |  | 0.125 | -1.0041 | 0.15835 | 0.099062 | 6.8754e-05 | 0.01114% | 0.5072% | 5.6487e-07
[5 empty] | 0.13 | -0.97295 | 0.16273 | 0.10643 | 4.4237e-05 | 0.002389% | 0.5068% | 1.2107e-07 |  |  |  | 0.13 | -0.97295 | 0.16273 | 0.10643 | 6.3954e-05 | 0.006907% | 0.5068% | 3.5005e-07 |  |  | 0.13 | -0.97295 | 0.16273 | 0.10643 | 7.3866e-05 | 0.01197% | 0.5068% | 6.0645e-07
[5 empty] | 0.135 | -0.94262 | 0.16701 | 0.11412 | 4.7436e-05 | 0.002562% | 0.5065% | 1.2974e-07 |  |  |  | 0.135 | -0.94262 | 0.16701 | 0.11412 | 6.8579e-05 | 0.007406% | 0.5065% | 3.7513e-07 |  |  | 0.135 | -0.94262 | 0.16701 | 0.11412 | 7.9209e-05 | 0.01283% | 0.5065% | 6.499e-07
[5 empty] | 0.14 | -0.91305 | 0.17121 | 0.12216 | 5.0778e-05 | 0.002742% | 0.5062% | 1.388e-07 |  |  |  | 0.14 | -0.91305 | 0.17121 | 0.12216 | 7.3411e-05 | 0.007928% | 0.5062% | 4.0133e-07 |  |  | 0.14 | -0.91305 | 0.17121 | 0.12216 | 8.4789e-05 | 0.01373% | 0.5062% | 6.9527e-07
[5 empty] | 0.145 | -0.8842 | 0.17533 | 0.13056 | 5.4266e-05 | 0.00293% | 0.5059% | 1.4826e-07 |  |  |  | 0.145 | -0.8842 | 0.17533 | 0.13056 | 7.8454e-05 | 0.008473% | 0.5059% | 4.2866e-07 |  |  | 0.145 | -0.8842 | 0.17533 | 0.13056 | 9.0614e-05 | 0.01468% | 0.5059% | 7.4264e-07
[5 empty] | 0.15 | -0.856 | 0.17935 | 0.13932 | 5.7906e-05 | 0.003127% | 0.5057% | 1.5812e-07 |  |  |  | 0.15 | -0.856 | 0.17935 | 0.13932 | 8.3716e-05 | 0.009041% | 0.5057% | 4.5718e-07 |  |  | 0.15 | -0.856 | 0.17935 | 0.13932 | 9.6692e-05 | 0.01566% | 0.5057% | 7.9204e-07
[5 empty] | 0.155 | -0.82843 | 0.1833 | 0.14845 | 6.1702e-05 | 0.003332% | 0.5054% | 1.6841e-07 |  |  |  | 0.155 | -0.82843 | 0.1833 | 0.14845 | 8.9204e-05 | 0.009634% | 0.5054% | 4.8692e-07 |  |  | 0.155 | -0.82843 | 0.1833 | 0.14845 | 0.00010303 | 0.01669% | 0.5054% | 8.4356e-07
[5 empty] | 0.16 | -0.80143 | 0.18716 | 0.15797 | 6.5659e-05 | 0.003546% | 0.5052% | 1.7913e-07 |  |  |  | 0.16 | -0.80143 | 0.18716 | 0.15797 | 9.4925e-05 | 0.01025% | 0.5052% | 5.1791e-07 |  |  | 0.16 | -0.80143 | 0.18716 | 0.15797 | 0.00010964 | 0.01776% | 0.5052% | 8.9725e-07
[5 empty] | 0.165 | -0.77499 | 0.19095 | 0.16789 | 6.9782e-05 | 0.003768% | 0.505% | 1.9029e-07 |  |  |  | 0.165 | -0.77499 | 0.19095 | 0.16789 | 0.00010088 | 0.01089% | 0.505% | 5.502e-07 |  |  | 0.165 | -0.77499 | 0.19095 | 0.16789 | 0.00011652 | 0.01887% | 0.505% | 9.5318e-07
[5 empty] | 0.17 | -0.74905 | 0.19466 | 0.17822 | 7.4076e-05 | 0.004% | 0.5048% | 2.0192e-07 |  |  |  | 0.17 | -0.74905 | 0.19466 | 0.17822 | 0.00010709 | 0.01157% | 0.5048% | 5.8383e-07 |  |  | 0.17 | -0.74905 | 0.19466 | 0.17822 | 0.00012369 | 0.02004% | 0.5048% | 1.0114e-06
[5 empty] | 0.175 | -0.7236 | 0.19829 | 0.18897 | 7.8546e-05 | 0.004241% | 0.5046% | 2.1403e-07 |  |  |  | 0.175 | -0.7236 | 0.19829 | 0.18897 | 0.00011356 | 0.01226% | 0.5046% | 6.1883e-07 |  |  | 0.175 | -0.7236 | 0.19829 | 0.18897 | 0.00013116 | 0.02125% | 0.5046% | 1.0721e-06
[5 empty] | 0.18 | -0.69861 | 0.20185 | 0.20016 | 8.3198e-05 | 0.004493% | 0.5044% | 2.2663e-07 |  |  |  | 0.18 | -0.69861 | 0.20185 | 0.20016 | 0.00012028 | 0.01299% | 0.5044% | 6.5525e-07 |  |  | 0.18 | -0.69861 | 0.20185 | 0.20016 | 0.00013892 | 0.0225% | 0.5044% | 1.1352e-06
[5 empty] | 0.185 | -0.67405 | 0.20533 | 0.21181 | 8.8039e-05 | 0.004754% | 0.5043% | 2.3973e-07 |  |  |  | 0.185 | -0.67405 | 0.20533 | 0.21181 | 0.00012728 | 0.01375% | 0.5043% | 6.9314e-07 |  |  | 0.185 | -0.67405 | 0.20533 | 0.21181 | 0.00014701 | 0.02381% | 0.5043% | 1.2008e-06
[5 empty] | 0.19 | -0.6499 | 0.20874 | 0.22392 | 9.3073e-05 | 0.005026% | 0.5041% | 2.5336e-07 |  |  |  | 0.19 | -0.6499 | 0.20874 | 0.22392 | 0.00013456 | 0.01453% | 0.5041% | 7.3254e-07 |  |  | 0.19 | -0.6499 | 0.20874 | 0.22392 | 0.00015541 | 0.02517% | 0.5041% | 1.2691e-06
[5 empty] | 0.195 | -0.62614 | 0.21208 | 0.23652 | 9.8308e-05 | 0.005308% | 0.504% | 2.6753e-07 |  |  |  | 0.195 | -0.62614 | 0.21208 | 0.23652 | 0.00014213 | 0.01535% | 0.504% | 7.7351e-07 |  |  | 0.195 | -0.62614 | 0.21208 | 0.23652 | 0.00016415 | 0.02659% | 0.504% | 1.34e-06
[5 empty] | 0.2 | -0.60275 | 0.21536 | 0.24961 | 0.00010375 | 0.005602% | 0.5038% | 2.8226e-07 |  |  |  | 0.2 | -0.60275 | 0.21536 | 0.24961 | 0.00014999 | 0.0162% | 0.5038% | 8.1608e-07 |  |  | 0.2 | -0.60275 | 0.21536 | 0.24961 | 0.00017324 | 0.02806% | 0.5038% | 1.4138e-06
[5 empty] | 0.205 | -0.5797 | 0.21856 | 0.26321 | 0.0001094 | 0.005908% | 0.5037% | 2.9756e-07 |  |  |  | 0.205 | -0.5797 | 0.21856 | 0.26321 | 0.00015817 | 0.01708% | 0.5037% | 8.6032e-07 |  |  | 0.205 | -0.5797 | 0.21856 | 0.26321 | 0.00018268 | 0.02959% | 0.5037% | 1.4904e-06
[5 empty] | 0.21 | -0.55699 | 0.22169 | 0.27734 | 0.00011528 | 0.006225% | 0.5036% | 3.1345e-07 |  |  |  | 0.21 | -0.55699 | 0.22169 | 0.27734 | 0.00016666 | 0.018% | 0.5036% | 9.0627e-07 |  |  | 0.21 | -0.55699 | 0.22169 | 0.27734 | 0.00019249 | 0.03118% | 0.5036% | 1.57e-06
[5 empty] | 0.215 | -0.53459 | 0.22476 | 0.29202 | 0.00012138 | 0.006554% | 0.5034% | 3.2996e-07 |  |  |  | 0.215 | -0.53459 | 0.22476 | 0.29202 | 0.00017548 | 0.01895% | 0.5034% | 9.54e-07 |  |  | 0.215 | -0.53459 | 0.22476 | 0.29202 | 0.00020268 | 0.03283% | 0.5034% | 1.6527e-06
[5 empty] | 0.22 | -0.51249 | 0.22776 | 0.30726 | 0.00012771 | 0.006896% | 0.5033% | 3.471e-07 |  |  |  | 0.22 | -0.51249 | 0.22776 | 0.30726 | 0.00018464 | 0.01994% | 0.5033% | 1.0036e-06 |  |  | 0.22 | -0.51249 | 0.22776 | 0.30726 | 0.00021326 | 0.03454% | 0.5033% | 1.7385e-06
[5 empty] | 0.225 | -0.49068 | 0.2307 | 0.32309 | 0.00013429 | 0.007252% | 0.5032% | 3.6489e-07 |  |  |  | 0.225 | -0.49068 | 0.2307 | 0.32309 | 0.00019415 | 0.02097% | 0.5032% | 1.055e-06 |  |  | 0.225 | -0.49068 | 0.2307 | 0.32309 | 0.00022424 | 0.03632% | 0.5032% | 1.8276e-06
[5 empty] | 0.23 | -0.46914 | 0.23358 | 0.33952 | 0.00014112 | 0.00762% | 0.5031% | 3.8336e-07 |  |  |  | 0.23 | -0.46914 | 0.23358 | 0.33952 | 0.00020402 | 0.02203% | 0.5031% | 1.1084e-06 |  |  | 0.23 | -0.46914 | 0.23358 | 0.33952 | 0.00023564 | 0.03817% | 0.5031% | 1.9201e-06
[5 empty] | 0.235 | -0.44786 | 0.23639 | 0.35657 | 0.00014821 | 0.008003% | 0.503% | 4.0253e-07 |  |  |  | 0.235 | -0.44786 | 0.23639 | 0.35657 | 0.00021427 | 0.02314% | 0.503% | 1.1638e-06 |  |  | 0.235 | -0.44786 | 0.23639 | 0.35657 | 0.00024748 | 0.04008% | 0.503% | 2.0161e-06
[5 empty] | 0.24 | -0.42683 | 0.23913 | 0.37426 | 0.00015556 | 0.0084% | 0.5029% | 4.2241e-07 |  |  |  | 0.24 | -0.42683 | 0.23913 | 0.37426 | 0.0002249 | 0.02429% | 0.5029% | 1.2213e-06 |  |  | 0.24 | -0.42683 | 0.23913 | 0.37426 | 0.00025975 | 0.04207% | 0.5029% | 2.1157e-06
[5 empty] | 0.245 | -0.40604 | 0.24182 | 0.39261 | 0.00016319 | 0.008812% | 0.5028% | 4.4304e-07 |  |  |  | 0.245 | -0.40604 | 0.24182 | 0.39261 | 0.00023592 | 0.02548% | 0.5028% | 1.2809e-06 |  |  | 0.245 | -0.40604 | 0.24182 | 0.39261 | 0.00027249 | 0.04413% | 0.5028% | 2.219e-06
[5 empty] | 0.25 | -0.38547 | 0.24444 | 0.41165 | 0.0001711 | 0.009239% | 0.5027% | 4.6444e-07 |  |  |  | 0.25 | -0.38547 | 0.24444 | 0.41165 | 0.00024736 | 0.02671% | 0.5027% | 1.3428e-06 |  |  | 0.25 | -0.38547 | 0.24444 | 0.41165 | 0.00028571 | 0.04627% | 0.5027% | 2.3261e-06
[5 empty] | 0.255 | -0.36513 | 0.24701 | 0.43139 | 0.00017931 | 0.009682% | 0.5026% | 4.8663e-07 |  |  |  | 0.255 | -0.36513 | 0.24701 | 0.43139 | 0.00025923 | 0.02799% | 0.5026% | 1.4069e-06 |  |  | 0.255 | -0.36513 | 0.24701 | 0.43139 | 0.00029941 | 0.04849% | 0.5026% | 2.4373e-06
[5 empty] | 0.26 | -0.34499 | 0.24951 | 0.45187 | 0.00018782 | 0.01014% | 0.5025% | 5.0964e-07 |  |  |  | 0.26 | -0.34499 | 0.24951 | 0.45187 | 0.00027153 | 0.02932% | 0.5025% | 1.4734e-06 |  |  | 0.26 | -0.34499 | 0.24951 | 0.45187 | 0.00031362 | 0.05079% | 0.5025% | 2.5525e-06
[5 empty] | 0.265 | -0.32505 | 0.25196 | 0.4731 | 0.00019664 | 0.01062% | 0.5024% | 5.3349e-07 |  |  |  | 0.265 | -0.32505 | 0.25196 | 0.4731 | 0.00028429 | 0.0307% | 0.5024% | 1.5424e-06 |  |  | 0.265 | -0.32505 | 0.25196 | 0.4731 | 0.00032836 | 0.05318% | 0.5024% | 2.6719e-06
[5 empty] | 0.27 | -0.3053 | 0.25434 | 0.49511 | 0.00020579 | 0.01111% | 0.5024% | 5.5822e-07 |  |  |  | 0.27 | -0.3053 | 0.25434 | 0.49511 | 0.00029752 | 0.03213% | 0.5024% | 1.6139e-06 |  |  | 0.27 | -0.3053 | 0.25434 | 0.49511 | 0.00034364 | 0.05565% | 0.5024% | 2.7958e-06
[5 empty] | 0.275 | -0.28573 | 0.25667 | 0.51793 | 0.00021528 | 0.01162% | 0.5023% | 5.8386e-07 |  |  |  | 0.275 | -0.28573 | 0.25667 | 0.51793 | 0.00031123 | 0.03361% | 0.5023% | 1.688e-06 |  |  | 0.275 | -0.28573 | 0.25667 | 0.51793 | 0.00035947 | 0.05822% | 0.5023% | 2.9241e-06
[5 empty] | 0.28 | -0.26633 | 0.25894 | 0.54159 | 0.00022511 | 0.01216% | 0.5022% | 6.1043e-07 |  |  |  | 0.28 | -0.26633 | 0.25894 | 0.54159 | 0.00032545 | 0.03514% | 0.5022% | 1.7648e-06 |  |  | 0.28 | -0.26633 | 0.25894 | 0.54159 | 0.00037589 | 0.06088% | 0.5022% | 3.0571e-06
[5 empty] | 0.285 | -0.24711 | 0.26115 | 0.5661 | 0.0002353 | 0.01271% | 0.5021% | 6.3797e-07 |  |  |  | 0.285 | -0.24711 | 0.26115 | 0.5661 | 0.00034018 | 0.03673% | 0.5021% | 1.8444e-06 |  |  | 0.285 | -0.24711 | 0.26115 | 0.5661 | 0.00039291 | 0.06363% | 0.5021% | 3.195e-06
[5 empty] | 0.29 | -0.22804 | 0.26331 | 0.59151 | 0.00024586 | 0.01328% | 0.502% | 6.665e-07 |  |  |  | 0.29 | -0.22804 | 0.26331 | 0.59151 | 0.00035545 | 0.03838% | 0.502% | 1.9269e-06 |  |  | 0.29 | -0.22804 | 0.26331 | 0.59151 | 0.00041054 | 0.06649% | 0.502% | 3.3379e-06
[5 empty] | 0.295 | -0.20913 | 0.26541 | 0.61784 | 0.0002568 | 0.01387% | 0.502% | 6.9607e-07 |  |  |  | 0.295 | -0.20913 | 0.26541 | 0.61784 | 0.00037127 | 0.04009% | 0.502% | 2.0124e-06 |  |  | 0.295 | -0.20913 | 0.26541 | 0.61784 | 0.00042881 | 0.06944% | 0.502% | 3.4859e-06
[5 empty] | 0.3 | -0.19036 | 0.26746 | 0.64512 | 0.00026814 | 0.01448% | 0.5019% | 7.2671e-07 |  |  |  | 0.3 | -0.19036 | 0.26746 | 0.64512 | 0.00038766 | 0.04186% | 0.5019% | 2.1009e-06 |  |  | 0.3 | -0.19036 | 0.26746 | 0.64512 | 0.00044775 | 0.07251% | 0.5019% | 3.6393e-06
[5 empty] | 0.305 | -0.17173 | 0.26945 | 0.67339 | 0.00027989 | 0.01511% | 0.5018% | 7.5845e-07 |  |  |  | 0.305 | -0.17173 | 0.26945 | 0.67339 | 0.00040465 | 0.04369% | 0.5018% | 2.1927e-06 |  |  | 0.305 | -0.17173 | 0.26945 | 0.67339 | 0.00046737 | 0.07569% | 0.5018% | 3.7982e-06
[5 empty] | 0.31 | -0.15324 | 0.27138 | 0.70268 | 0.00029207 | 0.01577% | 0.5018% | 7.9133e-07 |  |  |  | 0.31 | -0.15324 | 0.27138 | 0.70268 | 0.00042225 | 0.04559% | 0.5018% | 2.2878e-06 |  |  | 0.31 | -0.15324 | 0.27138 | 0.70268 | 0.0004877 | 0.07898% | 0.5018% | 3.9629e-06
[5 empty] | 0.315 | -0.13488 | 0.27326 | 0.73302 | 0.00030468 | 0.01645% | 0.5017% | 8.254e-07 |  |  |  | 0.315 | -0.13488 | 0.27326 | 0.73302 | 0.00044048 | 0.04756% | 0.5017% | 2.3862e-06 |  |  | 0.315 | -0.13488 | 0.27326 | 0.73302 | 0.00050876 | 0.08238% | 0.5017% | 4.1334e-06
[5 empty] | 0.32 | -0.11665 | 0.27509 | 0.76446 | 0.00031775 | 0.01716% | 0.5017% | 8.6069e-07 |  |  |  | 0.32 | -0.11665 | 0.27509 | 0.76446 | 0.00045937 | 0.0496% | 0.5017% | 2.4882e-06 |  |  | 0.32 | -0.11665 | 0.27509 | 0.76446 | 0.00053057 | 0.08592% | 0.5017% | 4.3101e-06
[5 empty] | 0.325 | -0.098529 | 0.27686 | 0.79702 | 0.00033128 | 0.01789% | 0.5016% | 8.9724e-07 |  |  |  | 0.325 | -0.098529 | 0.27686 | 0.79702 | 0.00047894 | 0.05171% | 0.5016% | 2.5939e-06 |  |  | 0.325 | -0.098529 | 0.27686 | 0.79702 | 0.00055318 | 0.08957% | 0.5016% | 4.493e-06
[5 empty] | 0.33 | -0.080525 | 0.27858 | 0.83076 | 0.0003453 | 0.01864% | 0.5015% | 9.3511e-07 |  |  |  | 0.33 | -0.080525 | 0.27858 | 0.83076 | 0.00049921 | 0.0539% | 0.5015% | 2.7033e-06 |  |  | 0.33 | -0.080525 | 0.27858 | 0.83076 | 0.00057659 | 0.09336% | 0.5015% | 4.6826e-06
[5 empty] | 0.335 | -0.062631 | 0.28024 | 0.8657 | 0.00035983 | 0.01943% | 0.5015% | 9.7433e-07 |  |  |  | 0.335 | -0.062631 | 0.28024 | 0.8657 | 0.00052021 | 0.05617% | 0.5015% | 2.8167e-06 |  |  | 0.335 | -0.062631 | 0.28024 | 0.8657 | 0.00060085 | 0.09729% | 0.5015% | 4.8789e-06
[5 empty] | 0.34 | -0.04484 | 0.28185 | 0.9019 | 0.00037488 | 0.02024% | 0.5014% | 1.015e-06 |  |  |  | 0.34 | -0.04484 | 0.28185 | 0.9019 | 0.00054197 | 0.05852% | 0.5014% | 2.9341e-06 |  |  | 0.34 | -0.04484 | 0.28185 | 0.9019 | 0.00062597 | 0.1014% | 0.5014% | 5.0823e-06
[5 empty] | 0.345 | -0.02715 | 0.28341 | 0.9394 | 0.00039046 | 0.02108% | 0.5014% | 1.057e-06 |  |  |  | 0.345 | -0.02715 | 0.28341 | 0.9394 | 0.0005645 | 0.06095% | 0.5014% | 3.0557e-06 |  |  | 0.345 | -0.02715 | 0.28341 | 0.9394 | 0.00065199 | 0.1056% | 0.5014% | 5.2929e-06
[5 empty] | 0.35 | -0.0095549 | 0.28492 | 0.97824 | 0.00040661 | 0.02195% | 0.5013% | 1.1006e-06 |  |  |  | 0.35 | -0.0095549 | 0.28492 | 0.97824 | 0.00058784 | 0.06347% | 0.5013% | 3.1817e-06 |  |  | 0.35 | -0.0095549 | 0.28492 | 0.97824 | 0.00067895 | 0.1099% | 0.5013% | 5.511e-06
[5 empty] | 0.355 | 0.0079488 | 0.28638 | 1.0185 | 0.00042333 | 0.02286% | 0.5013% | 1.1458e-06 |  |  |  | 0.355 | 0.0079488 | 0.28638 | 1.0185 | 0.00061201 | 0.06608% | 0.5013% | 3.3122e-06 |  |  | 0.355 | 0.0079488 | 0.28638 | 1.0185 | 0.00070687 | 0.1144% | 0.5013% | 5.7369e-06
[5 empty] | 0.36 | 0.025365 | 0.28778 | 1.0601 | 0.00044065 | 0.02379% | 0.5012% | 1.1925e-06 |  |  |  | 0.36 | 0.025365 | 0.28778 | 1.0601 | 0.00063706 | 0.06878% | 0.5012% | 3.4473e-06 |  |  | 0.36 | 0.025365 | 0.28778 | 1.0601 | 0.0007358 | 0.1191% | 0.5012% | 5.9709e-06
[5 empty] | 0.365 | 0.042699 | 0.28914 | 1.1033 | 0.00045859 | 0.02476% | 0.5012% | 1.2409e-06 |  |  |  | 0.365 | 0.042699 | 0.28914 | 1.1033 | 0.000663 | 0.07158% | 0.5012% | 3.5872e-06 |  |  | 0.365 | 0.042699 | 0.28914 | 1.1033 | 0.00076576 | 0.124% | 0.5012% | 6.2133e-06
[5 empty] | 0.37 | 0.059952 | 0.29044 | 1.148 | 0.00047718 | 0.02576% | 0.5011% | 1.2911e-06 |  |  |  | 0.37 | 0.059952 | 0.29044 | 1.148 | 0.00068987 | 0.07448% | 0.5011% | 3.7322e-06 |  |  | 0.37 | 0.059952 | 0.29044 | 1.148 | 0.00079679 | 0.129% | 0.5011% | 6.4643e-06
[5 empty] | 0.375 | 0.077131 | 0.29169 | 1.1943 | 0.00049643 | 0.0268% | 0.5011% | 1.343e-06 |  |  |  | 0.375 | 0.077131 | 0.29169 | 1.1943 | 0.0007177 | 0.07748% | 0.5011% | 3.8824e-06 |  |  | 0.375 | 0.077131 | 0.29169 | 1.1943 | 0.00082894 | 0.1342% | 0.5011% | 6.7242e-06
[5 empty] | 0.38 | 0.094237 | 0.29289 | 1.2423 | 0.00051637 | 0.02788% | 0.501% | 1.3969e-06 |  |  |  | 0.38 | 0.094237 | 0.29289 | 1.2423 | 0.00074653 | 0.08059% | 0.501% | 4.0379e-06 |  |  | 0.38 | 0.094237 | 0.29289 | 1.2423 | 0.00086224 | 0.1396% | 0.501% | 6.9935e-06
[5 empty] | 0.385 | 0.11127 | 0.29404 | 1.292 | 0.00053703 | 0.029% | 0.501% | 1.4526e-06 |  |  |  | 0.385 | 0.11127 | 0.29404 | 1.292 | 0.0007764 | 0.08382% | 0.501% | 4.199e-06 |  |  | 0.385 | 0.11127 | 0.29404 | 1.292 | 0.00089674 | 0.1452% | 0.501% | 7.2725e-06
[5 empty] | 0.39 | 0.12825 | 0.29514 | 1.3435 | 0.00055844 | 0.03015% | 0.5009% | 1.5103e-06 |  |  |  | 0.39 | 0.12825 | 0.29514 | 1.3435 | 0.00080735 | 0.08716% | 0.5009% | 4.3658e-06 |  |  | 0.39 | 0.12825 | 0.29514 | 1.3435 | 0.00093248 | 0.1509% | 0.5009% | 7.5614e-06
[5 empty] | 0.395 | 0.14516 | 0.29619 | 1.3969 | 0.00058061 | 0.03135% | 0.5009% | 1.5702e-06 |  |  |  | 0.395 | 0.14516 | 0.29619 | 1.3969 | 0.0008394 | 0.09061% | 0.5009% | 4.5387e-06 |  |  | 0.395 | 0.14516 | 0.29619 | 1.3969 | 0.00096951 | 0.1569% | 0.5009% | 7.8607e-06
[5 empty] | 0.4 | 0.16201 | 0.29719 | 1.4521 | 0.00060358 | 0.03259% | 0.5008% | 1.6321e-06 |  |  |  | 0.4 | 0.16201 | 0.29719 | 1.4521 | 0.00087262 | 0.0942% | 0.5008% | 4.7178e-06 |  |  | 0.4 | 0.16201 | 0.29719 | 1.4521 | 0.0010079 | 0.1631% | 0.5008% | 8.1707e-06
[5 empty] | 0.405 | 0.17881 | 0.29814 | 1.5094 | 0.00062739 | 0.03387% | 0.5008% | 1.6963e-06 |  |  |  | 0.405 | 0.17881 | 0.29814 | 1.5094 | 0.00090703 | 0.09791% | 0.5008% | 4.9033e-06 |  |  | 0.405 | 0.17881 | 0.29814 | 1.5094 | 0.0010476 | 0.1696% | 0.5008% | 8.4919e-06
[5 empty] | 0.41 | 0.19555 | 0.29904 | 1.5687 | 0.00065205 | 0.0352% | 0.5007% | 1.7629e-06 |  |  |  | 0.41 | 0.19555 | 0.29904 | 1.5687 | 0.00094268 | 0.1018% | 0.5007% | 5.0955e-06 |  |  | 0.41 | 0.19555 | 0.29904 | 1.5687 | 0.0010888 | 0.1762% | 0.5007% | 8.8246e-06
[5 empty] | 0.415 | 0.21225 | 0.29989 | 1.6302 | 0.00067761 | 0.03658% | 0.5007% | 1.8318e-06 |  |  |  | 0.415 | 0.21225 | 0.29989 | 1.6302 | 0.00097963 | 0.1057% | 0.5007% | 5.2946e-06 |  |  | 0.415 | 0.21225 | 0.29989 | 1.6302 | 0.0011315 | 0.1831% | 0.5007% | 9.1694e-06
[5 empty] | 0.42 | 0.2289 | 0.30069 | 1.6939 | 0.00070409 | 0.03801% | 0.5007% | 1.9032e-06 |  |  |  | 0.42 | 0.2289 | 0.30069 | 1.6939 | 0.0010179 | 0.1099% | 0.5007% | 5.501e-06 |  |  | 0.42 | 0.2289 | 0.30069 | 1.6939 | 0.0011757 | 0.1903% | 0.5007% | 9.5266e-06
[5 empty] | 0.425 | 0.24551 | 0.30144 | 1.76 | 0.00073154 | 0.0395% | 0.5006% | 1.9772e-06 |  |  |  | 0.425 | 0.24551 | 0.30144 | 1.76 | 0.0010576 | 0.1142% | 0.5006% | 5.7148e-06 |  |  | 0.425 | 0.24551 | 0.30144 | 1.76 | 0.0012215 | 0.1977% | 0.5006% | 9.8968e-06
[5 empty] | 0.43 | 0.26208 | 0.30214 | 1.8284 | 0.00075998 | 0.04103% | 0.5006% | 2.0539e-06 |  |  |  | 0.43 | 0.26208 | 0.30214 | 1.8284 | 0.0010987 | 0.1186% | 0.5006% | 5.9364e-06 |  |  | 0.43 | 0.26208 | 0.30214 | 1.8284 | 0.001269 | 0.2054% | 0.5006% | 1.028e-05
[5 empty] | 0.435 | 0.27861 | 0.3028 | 1.8994 | 0.00078947 | 0.04262% | 0.5005% | 2.1334e-06 |  |  |  | 0.435 | 0.27861 | 0.3028 | 1.8994 | 0.0011413 | 0.1232% | 0.5005% | 6.1661e-06 |  |  | 0.435 | 0.27861 | 0.3028 | 1.8994 | 0.0013183 | 0.2133% | 0.5005% | 1.0678e-05
[5 empty] | 0.44 | 0.2951 | 0.3034 | 1.9729 | 0.00082003 | 0.04427% | 0.5005% | 2.2158e-06 |  |  |  | 0.44 | 0.2951 | 0.3034 | 1.9729 | 0.0011855 | 0.128% | 0.5005% | 6.4041e-06 |  |  | 0.44 | 0.2951 | 0.3034 | 1.9729 | 0.0013693 | 0.2216% | 0.5005% | 1.109e-05
[5 empty] | 0.445 | 0.31157 | 0.30396 | 2.0491 | 0.00085171 | 0.04598% | 0.5005% | 2.3012e-06 |  |  |  | 0.445 | 0.31157 | 0.30396 | 2.0491 | 0.0012313 | 0.1329% | 0.5005% | 6.6508e-06 |  |  | 0.445 | 0.31157 | 0.30396 | 2.0491 | 0.0014222 | 0.2301% | 0.5005% | 1.1517e-05
[5 empty] | 0.45 | 0.328 | 0.30447 | 2.1281 | 0.00088457 | 0.04776% | 0.5004% | 2.3897e-06 |  |  |  | 0.45 | 0.328 | 0.30447 | 2.1281 | 0.0012788 | 0.138% | 0.5004% | 6.9066e-06 |  |  | 0.45 | 0.328 | 0.30447 | 2.1281 | 0.001477 | 0.239% | 0.5004% | 1.196e-05
[5 empty] | 0.455 | 0.34441 | 0.30492 | 2.2101 | 0.00091863 | 0.04959% | 0.5004% | 2.4815e-06 |  |  |  | 0.455 | 0.34441 | 0.30492 | 2.2101 | 0.0013281 | 0.1433% | 0.5004% | 7.1718e-06 |  |  | 0.455 | 0.34441 | 0.30492 | 2.2101 | 0.0015339 | 0.2482% | 0.5004% | 1.2419e-05
[5 empty] | 0.46 | 0.3608 | 0.30533 | 2.2951 | 0.00095395 | 0.0515% | 0.5003% | 2.5767e-06 |  |  |  | 0.46 | 0.3608 | 0.30533 | 2.2951 | 0.0013791 | 0.1488% | 0.5003% | 7.4468e-06 |  |  | 0.46 | 0.3608 | 0.30533 | 2.2951 | 0.0015929 | 0.2577% | 0.5003% | 1.2894e-05
[5 empty] | 0.465 | 0.37716 | 0.3057 | 2.3832 | 0.00099058 | 0.05348% | 0.5003% | 2.6754e-06 |  |  |  | 0.465 | 0.37716 | 0.3057 | 2.3832 | 0.0014321 | 0.1545% | 0.5003% | 7.7319e-06 |  |  | 0.465 | 0.37716 | 0.3057 | 2.3832 | 0.0016541 | 0.2676% | 0.5003% | 1.3388e-05
[5 empty] | 0.47 | 0.39351 | 0.30601 | 2.4746 | 0.0010286 | 0.05553% | 0.5002% | 2.7778e-06 |  |  |  | 0.47 | 0.39351 | 0.30601 | 2.4746 | 0.001487 | 0.1605% | 0.5002% | 8.0276e-06 |  |  | 0.47 | 0.39351 | 0.30601 | 2.4746 | 0.0017175 | 0.2779% | 0.5002% | 1.39e-05
[5 empty] | 0.475 | 0.40984 | 0.30628 | 2.5695 | 0.001068 | 0.05766% | 0.5002% | 2.884e-06 |  |  |  | 0.475 | 0.40984 | 0.30628 | 2.5695 | 0.001544 | 0.1666% | 0.5002% | 8.3343e-06 |  |  | 0.475 | 0.40984 | 0.30628 | 2.5695 | 0.0017833 | 0.2885% | 0.5002% | 1.443e-05
[5 empty] | 0.48 | 0.42616 | 0.30649 | 2.6679 | 0.0011089 | 0.05986% | 0.5002% | 2.9941e-06 |  |  |  | 0.48 | 0.42616 | 0.30649 | 2.6679 | 0.0016032 | 0.173% | 0.5002% | 8.6525e-06 |  |  | 0.48 | 0.42616 | 0.30649 | 2.6679 | 0.0018516 | 0.2995% | 0.5002% | 1.4981e-05
[5 empty] | 0.485 | 0.44247 | 0.30666 | 2.7699 | 0.0011513 | 0.06215% | 0.5001% | 3.1084e-06 |  |  |  | 0.485 | 0.44247 | 0.30666 | 2.7699 | 0.0016645 | 0.1796% | 0.5001% | 8.9826e-06 |  |  | 0.485 | 0.44247 | 0.30666 | 2.7699 | 0.0019225 | 0.311% | 0.5001% | 1.5552e-05
[5 empty] | 0.49 | 0.45877 | 0.30678 | 2.8759 | 0.0011954 | 0.06453% | 0.5001% | 3.227e-06 |  |  |  | 0.49 | 0.45877 | 0.30678 | 2.8759 | 0.0017282 | 0.1865% | 0.5001% | 9.3251e-06 |  |  | 0.49 | 0.45877 | 0.30678 | 2.8759 | 0.001996 | 0.3228% | 0.5001% | 1.6145e-05
[5 empty] | 0.495 | 0.47507 | 0.30685 | 2.9859 | 0.0012411 | 0.067% | 0.5001% | 3.3501e-06 |  |  |  | 0.495 | 0.47507 | 0.30685 | 2.9859 | 0.0017942 | 0.1936% | 0.5001% | 9.6805e-06 |  |  | 0.495 | 0.47507 | 0.30685 | 2.9859 | 0.0020723 | 0.3352% | 0.5001% | 1.676e-05
[5 empty] | 0.5 | 0.49136 | 0.30688 | 3.1 | 0.0012885 | 0.06956% | 0.5% | 3.4779e-06 |  |  |  | 0.5 | 0.49136 | 0.30688 | 3.1 | 0.0018628 | 0.201% | 0.5% | 1.0049e-05 |  |  | 0.5 | 0.49136 | 0.30688 | 3.1 | 0.0021516 | 0.3479% | 0.5% | 1.7398e-05
[5 empty] | 0.505 | 0.50766 | 0.30685 | 3.2185 | 0.0013378 | 0.07221% | 0.5% | 3.6105e-06 |  |  |  | 0.505 | 0.50766 | 0.30685 | 3.2185 | 0.0019341 | 0.2087% | 0.5% | 1.0432e-05 |  |  | 0.505 | 0.50766 | 0.30685 | 3.2185 | 0.0022338 | 0.3612% | 0.5% | 1.806e-05
[5 empty] | 0.51 | 0.52395 | 0.30678 | 3.3416 | 0.0013889 | 0.07497% | 0.4999% | 3.7482e-06 |  |  |  | 0.51 | 0.52395 | 0.30678 | 3.3416 | 0.002008 | 0.2166% | 0.4999% | 1.083e-05 |  |  | 0.51 | 0.52395 | 0.30678 | 3.3416 | 0.0023192 | 0.375% | 0.4999% | 1.8748e-05
[5 empty] | 0.515 | 0.54025 | 0.30666 | 3.4694 | 0.0014421 | 0.07784% | 0.4999% | 3.8912e-06 |  |  |  | 0.515 | 0.54025 | 0.30666 | 3.4694 | 0.0020848 | 0.2249% | 0.4999% | 1.1243e-05 |  |  | 0.515 | 0.54025 | 0.30666 | 3.4694 | 0.0024079 | 0.3893% | 0.4999% | 1.9462e-05
[5 empty] | 0.52 | 0.55656 | 0.30649 | 3.6021 | 0.0014972 | 0.08082% | 0.4999% | 4.0397e-06 |  |  |  | 0.52 | 0.55656 | 0.30649 | 3.6021 | 0.0021646 | 0.2335% | 0.4999% | 1.1672e-05 |  |  | 0.52 | 0.55656 | 0.30649 | 3.6021 | 0.0025001 | 0.4042% | 0.4999% | 2.0204e-05
[5 empty] | 0.525 | 0.57288 | 0.30628 | 3.7401 | 0.0015546 | 0.08391% | 0.4998% | 4.194e-06 |  |  |  | 0.525 | 0.57288 | 0.30628 | 3.7401 | 0.0022475 | 0.2424% | 0.4998% | 1.2117e-05 |  |  | 0.525 | 0.57288 | 0.30628 | 3.7401 | 0.0025958 | 0.4196% | 0.4998% | 2.0974e-05
[5 empty] | 0.53 | 0.58921 | 0.30601 | 3.8834 | 0.0016141 | 0.08713% | 0.4998% | 4.3543e-06 |  |  |  | 0.53 | 0.58921 | 0.30601 | 3.8834 | 0.0023336 | 0.2517% | 0.4998% | 1.258e-05 |  |  | 0.53 | 0.58921 | 0.30601 | 3.8834 | 0.0026953 | 0.4357% | 0.4998% | 2.1775e-05
[5 empty] | 0.535 | 0.60556 | 0.3057 | 4.0324 | 0.0016761 | 0.09047% | 0.4997% | 4.5209e-06 |  |  |  | 0.535 | 0.60556 | 0.3057 | 4.0324 | 0.0024231 | 0.2614% | 0.4997% | 1.3061e-05 |  |  | 0.535 | 0.60556 | 0.3057 | 4.0324 | 0.0027987 | 0.4524% | 0.4997% | 2.2606e-05
[5 empty] | 0.54 | 0.62193 | 0.30533 | 4.1872 | 0.0017404 | 0.09394% | 0.4997% | 4.6941e-06 |  |  |  | 0.54 | 0.62193 | 0.30533 | 4.1872 | 0.0025162 | 0.2714% | 0.4997% | 1.3561e-05 |  |  | 0.54 | 0.62193 | 0.30533 | 4.1872 | 0.0029062 | 0.4697% | 0.4997% | 2.347e-05
[5 empty] | 0.545 | 0.63831 | 0.30492 | 4.3482 | 0.0018073 | 0.09755% | 0.4997% | 4.8741e-06 |  |  |  | 0.545 | 0.63831 | 0.30492 | 4.3482 | 0.0026129 | 0.2818% | 0.4997% | 1.408e-05 |  |  | 0.545 | 0.63831 | 0.30492 | 4.3482 | 0.0030179 | 0.4877% | 0.4997% | 2.4369e-05
[5 empty] | 0.55 | 0.65472 | 0.30447 | 4.5157 | 0.0018769 | 0.1013% | 0.4996% | 5.0613e-06 |  |  |  | 0.55 | 0.65472 | 0.30447 | 4.5157 | 0.0027135 | 0.2926% | 0.4996% | 1.462e-05 |  |  | 0.55 | 0.65472 | 0.30447 | 4.5157 | 0.0031341 | 0.5064% | 0.4996% | 2.5303e-05
[5 empty] | 0.555 | 0.67116 | 0.30396 | 4.6898 | 0.0019493 | 0.1052% | 0.4996% | 5.256e-06 |  |  |  | 0.555 | 0.67116 | 0.30396 | 4.6898 | 0.0028182 | 0.3039% | 0.4996% | 1.5182e-05 |  |  | 0.555 | 0.67116 | 0.30396 | 4.6898 | 0.003255 | 0.5259% | 0.4996% | 2.6274e-05
[5 empty] | 0.56 | 0.68762 | 0.3034 | 4.871 | 0.0020246 | 0.1093% | 0.4995% | 5.4585e-06 |  |  |  | 0.56 | 0.68762 | 0.3034 | 4.871 | 0.0029271 | 0.3156% | 0.4995% | 1.5767e-05 |  |  | 0.56 | 0.68762 | 0.3034 | 4.871 | 0.0033808 | 0.5462% | 0.4995% | 2.7284e-05
[5 empty] | 0.565 | 0.70412 | 0.3028 | 5.0596 | 0.002103 | 0.1135% | 0.4995% | 5.6692e-06 |  |  |  | 0.565 | 0.70412 | 0.3028 | 5.0596 | 0.0030404 | 0.3278% | 0.4995% | 1.6375e-05 |  |  | 0.565 | 0.70412 | 0.3028 | 5.0596 | 0.0035116 | 0.5673% | 0.4995% | 2.8335e-05
[5 empty] | 0.57 | 0.72065 | 0.30214 | 5.2559 | 0.0021846 | 0.1179% | 0.4995% | 5.8885e-06 |  |  |  | 0.57 | 0.72065 | 0.30214 | 5.2559 | 0.0031584 | 0.3405% | 0.4995% | 1.7007e-05 |  |  | 0.57 | 0.72065 | 0.30214 | 5.2559 | 0.0036479 | 0.5892% | 0.4995% | 2.9429e-05
[5 empty] | 0.575 | 0.73722 | 0.30144 | 5.4603 | 0.0022696 | 0.1225% | 0.4994% | 6.1169e-06 |  |  |  | 0.575 | 0.73722 | 0.30144 | 5.4603 | 0.0032812 | 0.3537% | 0.4994% | 1.7666e-05 |  |  | 0.575 | 0.73722 | 0.30144 | 5.4603 | 0.0037897 | 0.6121% | 0.4994% | 3.0567e-05
[5 empty] | 0.58 | 0.75382 | 0.30069 | 5.6731 | 0.002358 | 0.1273% | 0.4994% | 6.3546e-06 |  |  |  | 0.58 | 0.75382 | 0.30069 | 5.6731 | 0.0034091 | 0.3675% | 0.4994% | 1.8352e-05 |  |  | 0.58 | 0.75382 | 0.30069 | 5.6731 | 0.0039375 | 0.6358% | 0.4994% | 3.1752e-05
[5 empty] | 0.585 | 0.77047 | 0.29989 | 5.8949 | 0.0024502 | 0.1322% | 0.4993% | 6.6023e-06 |  |  |  | 0.585 | 0.77047 | 0.29989 | 5.8949 | 0.0035423 | 0.3818% | 0.4993% | 1.9066e-05 |  |  | 0.585 | 0.77047 | 0.29989 | 5.8949 | 0.0040914 | 0.6606% | 0.4993% | 3.2986e-05
[5 empty] | 0.59 | 0.78717 | 0.29904 | 6.1259 | 0.0025462 | 0.1374% | 0.4993% | 6.8603e-06 |  |  |  | 0.59 | 0.78717 | 0.29904 | 6.1259 | 0.0036811 | 0.3968% | 0.4993% | 1.981e-05 |  |  | 0.59 | 0.78717 | 0.29904 | 6.1259 | 0.0042517 | 0.6864% | 0.4993% | 3.4271e-05
[5 empty] | 0.595 | 0.80392 | 0.29814 | 6.3667 | 0.0026463 | 0.1428% | 0.4992% | 7.1291e-06 |  |  |  | 0.595 | 0.80392 | 0.29814 | 6.3667 | 0.0038259 | 0.4123% | 0.4992% | 2.0586e-05 |  |  | 0.595 | 0.80392 | 0.29814 | 6.3667 | 0.0044188 | 0.7133% | 0.4992% | 3.5611e-05
[5 empty] | 0.6 | 0.82071 | 0.29719 | 6.6178 | 0.0027507 | 0.1484% | 0.4992% | 7.4094e-06 |  |  |  | 0.6 | 0.82071 | 0.29719 | 6.6178 | 0.0039767 | 0.4286% | 0.4992% | 2.1394e-05 |  |  | 0.6 | 0.82071 | 0.29719 | 6.6178 | 0.0045931 | 0.7413% | 0.4992% | 3.7006e-05
[5 empty] | 0.605 | 0.83757 | 0.29619 | 6.8796 | 0.0028595 | 0.1543% | 0.4992% | 7.7017e-06 |  |  |  | 0.605 | 0.83757 | 0.29619 | 6.8796 | 0.0041341 | 0.4455% | 0.4992% | 2.2236e-05 |  |  | 0.605 | 0.83757 | 0.29619 | 6.8796 | 0.0047748 | 0.7705% | 0.4992% | 3.8462e-05
[5 empty] | 0.61 | 0.85448 | 0.29514 | 7.1528 | 0.0029731 | 0.1604% | 0.4991% | 8.0065e-06 |  |  |  | 0.61 | 0.85448 | 0.29514 | 7.1528 | 0.0042982 | 0.4631% | 0.4991% | 2.3115e-05 |  |  | 0.61 | 0.85448 | 0.29514 | 7.1528 | 0.0049644 | 0.801% | 0.4991% | 3.9979e-05
[5 empty] | 0.615 | 0.87145 | 0.29404 | 7.4379 | 0.0030916 | 0.1668% | 0.4991% | 8.3246e-06 |  |  |  | 0.615 | 0.87145 | 0.29404 | 7.4379 | 0.0044695 | 0.4815% | 0.4991% | 2.4032e-05 |  |  | 0.615 | 0.87145 | 0.29404 | 7.4379 | 0.0051623 | 0.8328% | 0.4991% | 4.1562e-05
[5 empty] | 0.62 | 0.88849 | 0.29289 | 7.7355 | 0.0032152 | 0.1735% | 0.499% | 8.6565e-06 |  |  |  | 0.62 | 0.88849 | 0.29289 | 7.7355 | 0.0046484 | 0.5008% | 0.499% | 2.4989e-05 |  |  | 0.62 | 0.88849 | 0.29289 | 7.7355 | 0.0053688 | 0.866% | 0.499% | 4.3214e-05
[5 empty] | 0.625 | 0.90559 | 0.29169 | 8.0462 | 0.0033444 | 0.1804% | 0.499% | 9.0031e-06 |  |  |  | 0.625 | 0.90559 | 0.29169 | 8.0462 | 0.0048351 | 0.5208% | 0.499% | 2.5988e-05 |  |  | 0.625 | 0.90559 | 0.29169 | 8.0462 | 0.0055845 | 0.9006% | 0.499% | 4.4938e-05
[5 empty] | 0.63 | 0.92277 | 0.29044 | 8.3709 | 0.0034794 | 0.1877% | 0.4989% | 9.3652e-06 |  |  |  | 0.63 | 0.92277 | 0.29044 | 8.3709 | 0.0050302 | 0.5418% | 0.4989% | 2.7031e-05 |  |  | 0.63 | 0.92277 | 0.29044 | 8.3709 | 0.0058098 | 0.9368% | 0.4989% | 4.6738e-05
[5 empty] | 0.635 | 0.94002 | 0.28914 | 8.7101 | 0.0036204 | 0.1953% | 0.4989% | 9.7434e-06 |  |  |  | 0.635 | 0.94002 | 0.28914 | 8.7101 | 0.005234 | 0.5637% | 0.4989% | 2.812e-05 |  |  | 0.635 | 0.94002 | 0.28914 | 8.7101 | 0.0060453 | 0.9746% | 0.4989% | 4.8618e-05
[5 empty] | 0.64 | 0.95736 | 0.28778 | 9.0648 | 0.0037678 | 0.2033% | 0.4988% | 1.0139e-05 |  |  |  | 0.64 | 0.95736 | 0.28778 | 9.0648 | 0.0054472 | 0.5866% | 0.4988% | 2.9259e-05 |  |  | 0.64 | 0.95736 | 0.28778 | 9.0648 | 0.0062915 | 1.014% | 0.4988% | 5.0582e-05
[5 empty] | 0.645 | 0.97477 | 0.28638 | 9.4357 | 0.003922 | 0.2116% | 0.4988% | 1.0552e-05 |  |  |  | 0.645 | 0.97477 | 0.28638 | 9.4357 | 0.0056701 | 0.6105% | 0.4988% | 3.045e-05 |  |  | 0.645 | 0.97477 | 0.28638 | 9.4357 | 0.0065489 | 1.055% | 0.4988% | 5.2636e-05
[5 empty] | 0.65 | 0.99228 | 0.28492 | 9.8238 | 0.0040833 | 0.2203% | 0.4987% | 1.0984e-05 |  |  |  | 0.65 | 0.99228 | 0.28492 | 9.8238 | 0.0059032 | 0.6355% | 0.4987% | 3.1695e-05 |  |  | 0.65 | 0.99228 | 0.28492 | 9.8238 | 0.0068182 | 1.098% | 0.4987% | 5.4783e-05
[5 empty] | 0.655 | 1.0099 | 0.28341 | 10.2299 | 0.0042521 | 0.2293% | 0.4987% | 1.1437e-05 |  |  |  | 0.655 | 1.0099 | 0.28341 | 10.2299 | 0.0061473 | 0.6617% | 0.4987% | 3.2997e-05 |  |  | 0.655 | 1.0099 | 0.28341 | 10.2299 | 0.0071001 | 1.144% | 0.4987% | 5.7029e-05
[5 empty] | 0.66 | 1.0276 | 0.28185 | 10.6553 | 0.0044289 | 0.2389% | 0.4986% | 1.1911e-05 |  |  |  | 0.66 | 1.0276 | 0.28185 | 10.6553 | 0.0064029 | 0.6891% | 0.4986% | 3.4361e-05 |  |  | 0.66 | 1.0276 | 0.28185 | 10.6553 | 0.0073953 | 1.191% | 0.4986% | 5.938e-05
[5 empty] | 0.665 | 1.0454 | 0.28024 | 11.1008 | 0.004614 | 0.2488% | 0.4986% | 1.2407e-05 |  |  |  | 0.665 | 1.0454 | 0.28024 | 11.1008 | 0.0066706 | 0.7178% | 0.4986% | 3.5789e-05 |  |  | 0.665 | 1.0454 | 0.28024 | 11.1008 | 0.0077046 | 1.24% | 0.4986% | 6.184e-05
[5 empty] | 0.67 | 1.0632 | 0.27858 | 11.5677 | 0.0048081 | 0.2593% | 0.4985% | 1.2926e-05 |  |  |  | 0.67 | 1.0632 | 0.27858 | 11.5677 | 0.0069512 | 0.7479% | 0.4985% | 3.7284e-05 |  |  | 0.67 | 1.0632 | 0.27858 | 11.5677 | 0.0080286 | 1.292% | 0.4985% | 6.4418e-05
[5 empty] | 0.675 | 1.0813 | 0.27686 | 12.0574 | 0.0050116 | 0.2703% | 0.4984% | 1.3471e-05 |  |  |  | 0.675 | 1.0813 | 0.27686 | 12.0574 | 0.0072454 | 0.7795% | 0.4984% | 3.8852e-05 |  |  | 0.675 | 1.0813 | 0.27686 | 12.0574 | 0.0083685 | 1.347% | 0.4984% | 6.7118e-05
[5 empty] | 0.68 | 1.0994 | 0.27509 | 12.571 | 0.0052251 | 0.2818% | 0.4984% | 1.4043e-05 |  |  |  | 0.68 | 1.0994 | 0.27509 | 12.571 | 0.0075541 | 0.8125% | 0.4984% | 4.0495e-05 |  |  | 0.68 | 1.0994 | 0.27509 | 12.571 | 0.008725 | 1.404% | 0.4984% | 6.9949e-05
[5 empty] | 0.685 | 1.1176 | 0.27326 | 13.1101 | 0.0054492 | 0.2938% | 0.4983% | 1.4642e-05 |  |  |  | 0.685 | 1.1176 | 0.27326 | 13.1101 | 0.0078781 | 0.8472% | 0.4983% | 4.2219e-05 |  |  | 0.685 | 1.1176 | 0.27326 | 13.1101 | 0.0090991 | 1.463% | 0.4983% | 7.2918e-05
[5 empty] | 0.69 | 1.136 | 0.27138 | 13.6763 | 0.0056845 | 0.3065% | 0.4983% | 1.5272e-05 |  |  |  | 0.69 | 1.136 | 0.27138 | 13.6763 | 0.0082183 | 0.8836% | 0.4983% | 4.4029e-05 |  |  | 0.69 | 1.136 | 0.27138 | 13.6763 | 0.0094921 | 1.526% | 0.4983% | 7.6033e-05
[5 empty] | 0.695 | 1.1545 | 0.26945 | 14.2711 | 0.0059318 | 0.3198% | 0.4982% | 1.5933e-05 |  |  |  | 0.695 | 1.1545 | 0.26945 | 14.2711 | 0.0085757 | 0.9219% | 0.4982% | 4.593e-05 |  |  | 0.695 | 1.1545 | 0.26945 | 14.2711 | 0.0099049 | 1.592% | 0.4982% | 7.9304e-05
[5 empty] | 0.7 | 1.1731 | 0.26746 | 14.8964 | 0.0061917 | 0.3338% | 0.4981% | 1.6628e-05 |  |  |  | 0.7 | 1.1731 | 0.26746 | 14.8964 | 0.0089515 | 0.9621% | 0.4981% | 4.7926e-05 |  |  | 0.7 | 1.1731 | 0.26746 | 14.8964 | 0.010339 | 1.661% | 0.4981% | 8.2739e-05
[5 empty] | 0.705 | 1.1918 | 0.26541 | 15.5542 | 0.0064651 | 0.3485% | 0.4981% | 1.7358e-05 |  |  |  | 0.705 | 1.1918 | 0.26541 | 15.5542 | 0.0093468 | 1.004% | 0.4981% | 5.0025e-05 |  |  | 0.705 | 1.1918 | 0.26541 | 15.5542 | 0.010795 | 1.734% | 0.4981% | 8.6349e-05
[5 empty] | 0.71 | 1.2108 | 0.26331 | 16.2466 | 0.0067529 | 0.364% | 0.498% | 1.8127e-05 |  |  |  | 0.71 | 1.2108 | 0.26331 | 16.2466 | 0.0097628 | 1.049% | 0.498% | 5.2233e-05 |  |  | 0.71 | 1.2108 | 0.26331 | 16.2466 | 0.011276 | 1.81% | 0.498% | 9.0146e-05
[5 empty] | 0.715 | 1.2298 | 0.26115 | 16.9757 | 0.007056 | 0.3803% | 0.4979% | 1.8936e-05 |  |  |  | 0.715 | 1.2298 | 0.26115 | 16.9757 | 0.010201 | 1.096% | 0.4979% | 5.4557e-05 |  |  | 0.715 | 1.2298 | 0.26115 | 16.9757 | 0.011782 | 1.891% | 0.4979% | 9.414e-05
[5 empty] | 0.72 | 1.2491 | 0.25894 | 17.7442 | 0.0073754 | 0.3975% | 0.4979% | 1.9789e-05 |  |  |  | 0.72 | 1.2491 | 0.25894 | 17.7442 | 0.010663 | 1.145% | 0.4979% | 5.7004e-05 |  |  | 0.72 | 1.2491 | 0.25894 | 17.7442 | 0.012315 | 1.975% | 0.4979% | 9.8345e-05
[5 empty] | 0.725 | 1.2684 | 0.25667 | 18.5545 | 0.0077122 | 0.4156% | 0.4978% | 2.0688e-05 |  |  |  | 0.725 | 1.2684 | 0.25667 | 18.5545 | 0.01115 | 1.197% | 0.4978% | 5.9583e-05 |  |  | 0.725 | 1.2684 | 0.25667 | 18.5545 | 0.012878 | 2.065% | 0.4978% | 0.00010277
[5 empty] | 0.73 | 1.288 | 0.25434 | 19.4097 | 0.0080676 | 0.4347% | 0.4977% | 2.1636e-05 |  |  |  | 0.73 | 1.288 | 0.25434 | 19.4097 | 0.011664 | 1.252% | 0.4977% | 6.2302e-05 |  |  | 0.73 | 1.288 | 0.25434 | 19.4097 | 0.013471 | 2.159% | 0.4977% | 0.00010744
[5 empty] | 0.735 | 1.3078 | 0.25196 | 20.3128 | 0.008443 | 0.4549% | 0.4976% | 2.2637e-05 |  |  |  | 0.735 | 1.3078 | 0.25196 | 20.3128 | 0.012206 | 1.31% | 0.4976% | 6.5172e-05 |  |  | 0.735 | 1.3078 | 0.25196 | 20.3128 | 0.014098 | 2.258% | 0.4976% | 0.00011237
[5 empty] | 0.74 | 1.3277 | 0.24951 | 21.2672 | 0.0088397 | 0.4762% | 0.4976% | 2.3694e-05 |  |  |  | 0.74 | 1.3277 | 0.24951 | 21.2672 | 0.01278 | 1.371% | 0.4976% | 6.8202e-05 |  |  | 0.74 | 1.3277 | 0.24951 | 21.2672 | 0.014761 | 2.363% | 0.4976% | 0.00011757
[5 empty] | 0.745 | 1.3479 | 0.24701 | 22.2767 | 0.0092593 | 0.4988% | 0.4975% | 2.4812e-05 |  |  |  | 0.745 | 1.3479 | 0.24701 | 22.2767 | 0.013386 | 1.435% | 0.4975% | 7.1404e-05 |  |  | 0.745 | 1.3479 | 0.24701 | 22.2767 | 0.015461 | 2.474% | 0.4975% | 0.00012306
[5 empty] | 0.75 | 1.3682 | 0.24444 | 23.3452 | 0.0097035 | 0.5226% | 0.4974% | 2.5994e-05 |  |  |  | 0.75 | 1.3682 | 0.24444 | 23.3452 | 0.014028 | 1.504% | 0.4974% | 7.479e-05 |  |  | 0.75 | 1.3682 | 0.24444 | 23.3452 | 0.016203 | 2.591% | 0.4974% | 0.00012886
[5 empty] | 0.755 | 1.3888 | 0.24182 | 24.4773 | 0.010174 | 0.5479% | 0.4973% | 2.7246e-05 |  |  |  | 0.755 | 1.3888 | 0.24182 | 24.4773 | 0.014709 | 1.576% | 0.4973% | 7.8374e-05 |  |  | 0.755 | 1.3888 | 0.24182 | 24.4773 | 0.016989 | 2.715% | 0.4973% | 0.000135
[5 empty] | 0.76 | 1.4096 | 0.23913 | 25.6776 | 0.010673 | 0.5747% | 0.4972% | 2.8573e-05 |  |  |  | 0.76 | 1.4096 | 0.23913 | 25.6776 | 0.01543 | 1.653% | 0.4972% | 8.217e-05 |  |  | 0.76 | 1.4096 | 0.23913 | 25.6776 | 0.017822 | 2.846% | 0.4972% | 0.0001415
[5 empty] | 0.765 | 1.4306 | 0.23639 | 26.9516 | 0.011202 | 0.6031% | 0.4971% | 2.9981e-05 |  |  |  | 0.765 | 1.4306 | 0.23639 | 26.9516 | 0.016196 | 1.734% | 0.4971% | 8.6194e-05 |  |  | 0.765 | 1.4306 | 0.23639 | 26.9516 | 0.018706 | 2.985% | 0.4971% | 0.00014838
[5 empty] | 0.77 | 1.4519 | 0.23358 | 28.305 | 0.011765 | 0.6333% | 0.497% | 3.1475e-05 |  |  |  | 0.77 | 1.4519 | 0.23358 | 28.305 | 0.017009 | 1.82% | 0.497% | 9.0464e-05 |  |  | 0.77 | 1.4519 | 0.23358 | 28.305 | 0.019645 | 3.132% | 0.497% | 0.00015568
[5 empty] | 0.775 | 1.4734 | 0.2307 | 29.7441 | 0.012363 | 0.6654% | 0.4969% | 3.3063e-05 |  |  |  | 0.775 | 1.4734 | 0.2307 | 29.7441 | 0.017874 | 1.912% | 0.4969% | 9.5e-05 |  |  | 0.775 | 1.4734 | 0.2307 | 29.7441 | 0.020644 | 3.289% | 0.4969% | 0.00016343
[5 empty] | 0.78 | 1.4952 | 0.22776 | 31.2761 | 0.013 | 0.6995% | 0.4968% | 3.4752e-05 |  |  |  | 0.78 | 1.4952 | 0.22776 | 31.2761 | 0.018794 | 2.009% | 0.4968% | 9.9821e-05 |  |  | 0.78 | 1.4952 | 0.22776 | 31.2761 | 0.021707 | 3.455% | 0.4968% | 0.00017166
[5 empty] | 0.785 | 1.5173 | 0.22476 | 32.9087 | 0.013679 | 0.7359% | 0.4967% | 3.6551e-05 |  |  |  | 0.785 | 1.5173 | 0.22476 | 32.9087 | 0.019775 | 2.113% | 0.4967% | 0.00010495 |  |  | 0.785 | 1.5173 | 0.22476 | 32.9087 | 0.02284 | 3.633% | 0.4967% | 0.00018042
[5 empty] | 0.79 | 1.5397 | 0.22169 | 34.6505 | 0.014402 | 0.7747% | 0.4966% | 3.8469e-05 |  |  |  | 0.79 | 1.5397 | 0.22169 | 34.6505 | 0.020822 | 2.224% | 0.4966% | 0.00011042 |  |  | 0.79 | 1.5397 | 0.22169 | 34.6505 | 0.024049 | 3.821% | 0.4966% | 0.00018974
[5 empty] | 0.795 | 1.5624 | 0.21856 | 36.511 | 0.015176 | 0.8161% | 0.4964% | 4.0516e-05 |  |  |  | 0.795 | 1.5624 | 0.21856 | 36.511 | 0.02194 | 2.342% | 0.4964% | 0.00011625 |  |  | 0.795 | 1.5624 | 0.21856 | 36.511 | 0.025341 | 4.022% | 0.4964% | 0.00019967
[5 empty] | 0.8 | 1.5855 | 0.21536 | 38.5008 | 0.016003 | 0.8604% | 0.4963% | 4.2704e-05 |  |  |  | 0.8 | 1.5855 | 0.21536 | 38.5008 | 0.023136 | 2.468% | 0.4963% | 0.00012247 |  |  | 0.8 | 1.5855 | 0.21536 | 38.5008 | 0.026722 | 4.237% | 0.4963% | 0.00021026
[5 empty] | 0.805 | 1.6089 | 0.21208 | 40.6316 | 0.016889 | 0.9078% | 0.4962% | 4.5044e-05 |  |  |  | 0.805 | 1.6089 | 0.21208 | 40.6316 | 0.024416 | 2.602% | 0.4962% | 0.00012913 |  |  | 0.805 | 1.6089 | 0.21208 | 40.6316 | 0.028201 | 4.466% | 0.4962% | 0.00022157
[5 empty] | 0.81 | 1.6326 | 0.20874 | 42.9168 | 0.017838 | 0.9586% | 0.496% | 4.7551e-05 |  |  |  | 0.81 | 1.6326 | 0.20874 | 42.9168 | 0.025789 | 2.747% | 0.496% | 0.00013625 |  |  | 0.81 | 1.6326 | 0.20874 | 42.9168 | 0.029787 | 4.711% | 0.496% | 0.00023367
[5 empty] | 0.815 | 1.6568 | 0.20533 | 45.3709 | 0.018858 | 1.013% | 0.4959% | 5.0242e-05 |  |  |  | 0.815 | 1.6568 | 0.20533 | 45.3709 | 0.027264 | 2.902% | 0.4959% | 0.00014388 |  |  | 0.815 | 1.6568 | 0.20533 | 45.3709 | 0.03149 | 4.973% | 0.4959% | 0.00024662
[5 empty] | 0.82 | 1.6813 | 0.20185 | 48.0105 | 0.019956 | 1.072% | 0.4957% | 5.3132e-05 |  |  |  | 0.82 | 1.6813 | 0.20185 | 48.0105 | 0.02885 | 3.068% | 0.4957% | 0.00015208 |  |  | 0.82 | 1.6813 | 0.20185 | 48.0105 | 0.033322 | 5.255% | 0.4957% | 0.0002605
[5 empty] | 0.825 | 1.7063 | 0.19829 | 50.8543 | 0.021138 | 1.135% | 0.4956% | 5.6242e-05 |  |  |  | 0.825 | 1.7063 | 0.19829 | 50.8543 | 0.030559 | 3.247% | 0.4956% | 0.00016088 |  |  | 0.825 | 1.7063 | 0.19829 | 50.8543 | 0.035296 | 5.557% | 0.4956% | 0.0002754
[5 empty] | 0.83 | 1.7318 | 0.19466 | 53.9233 | 0.022413 | 1.203% | 0.4954% | 5.9595e-05 |  |  |  | 0.83 | 1.7318 | 0.19466 | 53.9233 | 0.032403 | 3.439% | 0.4954% | 0.00017036 |  |  | 0.83 | 1.7318 | 0.19466 | 53.9233 | 0.037426 | 5.883% | 0.4954% | 0.00029142
[5 empty] | 0.835 | 1.7577 | 0.19095 | 57.2413 | 0.023792 | 1.277% | 0.4952% | 6.3215e-05 |  |  |  | 0.835 | 1.7577 | 0.19095 | 57.2413 | 0.034397 | 3.647% | 0.4952% | 0.00018058 |  |  | 0.835 | 1.7577 | 0.19095 | 57.2413 | 0.039729 | 6.233% | 0.4952% | 0.00030867
[5 empty] | 0.84 | 1.7842 | 0.18716 | 60.8355 | 0.025286 | 1.356% | 0.495% | 6.713e-05 |  |  |  | 0.84 | 1.7842 | 0.18716 | 60.8355 | 0.036557 | 3.871% | 0.495% | 0.00019162 |  |  | 0.84 | 1.7842 | 0.18716 | 60.8355 | 0.042223 | 6.611% | 0.495% | 0.00032726
[5 empty] | 0.845 | 1.8112 | 0.1833 | 64.7367 | 0.026908 | 1.443% | 0.4948% | 7.1373e-05 |  |  |  | 0.845 | 1.8112 | 0.1833 | 64.7367 | 0.038901 | 4.114% | 0.4948% | 0.00020357 |  |  | 0.845 | 1.8112 | 0.1833 | 64.7367 | 0.044931 | 7.02% | 0.4948% | 0.00034735
[5 empty] | 0.85 | 1.8387 | 0.17935 | 68.9803 | 0.028672 | 1.536% | 0.4946% | 7.5982e-05 |  |  |  | 0.85 | 1.8387 | 0.17935 | 68.9803 | 0.041451 | 4.378% | 0.4946% | 0.00021652 |  |  | 0.85 | 1.8387 | 0.17935 | 68.9803 | 0.047876 | 7.463% | 0.4946% | 0.00036908
[5 empty] | 0.855 | 1.8669 | 0.17533 | 73.6071 | 0.030595 | 1.639% | 0.4943% | 8.0997e-05 |  |  |  | 0.855 | 1.8669 | 0.17533 | 73.6071 | 0.044232 | 4.665% | 0.4943% | 0.00023059 |  |  | 0.855 | 1.8669 | 0.17533 | 73.6071 | 0.051087 | 7.943% | 0.4943% | 0.00039264
[5 empty] | 0.86 | 1.8958 | 0.17121 | 78.6641 | 0.032697 | 1.75% | 0.4941% | 8.6469e-05 |  |  |  | 0.86 | 1.8958 | 0.17121 | 78.6641 | 0.04727 | 4.977% | 0.4941% | 0.0002459 |  |  | 0.86 | 1.8958 | 0.17121 | 78.6641 | 0.054597 | 8.465% | 0.4941% | 0.00041822
[5 empty] | 0.865 | 1.9253 | 0.16701 | 84.206 | 0.035 | 1.872% | 0.4938% | 9.2452e-05 |  |  |  | 0.865 | 1.9253 | 0.16701 | 84.206 | 0.050601 | 5.318% | 0.4938% | 0.00026261 |  |  | 0.865 | 1.9253 | 0.16701 | 84.206 | 0.058444 | 9.033% | 0.4938% | 0.00044607
[5 empty] | 0.87 | 1.9557 | 0.16273 | 90.2963 | 0.037532 | 2.006% | 0.4935% | 9.9012e-05 |  |  |  | 0.87 | 1.9557 | 0.16273 | 90.2963 | 0.05426 | 5.692% | 0.4935% | 0.00028089 |  |  | 0.87 | 1.9557 | 0.16273 | 90.2963 | 0.062671 | 9.654% | 0.4935% | 0.00047644
[5 empty] | 0.875 | 1.9868 | 0.15835 | 97.0099 | 0.040322 | 2.154% | 0.4932% | 0.00010623 |  |  |  | 0.875 | 1.9868 | 0.15835 | 97.0099 | 0.058295 | 6.102% | 0.4932% | 0.00030093 |  |  | 0.875 | 1.9868 | 0.15835 | 97.0099 | 0.06733 | 10.33% | 0.4932% | 0.00050964
[5 empty] | 0.88 | 2.0188 | 0.15388 | 104.4346 | 0.043408 | 2.317% | 0.4928% | 0.00011418 |  |  |  | 0.88 | 2.0188 | 0.15388 | 104.4346 | 0.062756 | 6.553% | 0.4928% | 0.00032297 |  |  | 0.88 | 2.0188 | 0.15388 | 104.4346 | 0.072483 | 11.08% | 0.4928% | 0.00054603
[5 empty] | 0.885 | 2.0518 | 0.14931 | 112.6752 | 0.046833 | 2.497% | 0.4925% | 0.00012299 |  |  |  | 0.885 | 2.0518 | 0.14931 | 112.6752 | 0.067708 | 7.052% | 0.4925% | 0.00034727 |  |  | 0.885 | 2.0518 | 0.14931 | 112.6752 | 0.078203 | 11.9% | 0.4925% | 0.00058601
[5 empty] | 0.89 | 2.0858 | 0.14464 | 121.8564 | 0.05065 | 2.698% | 0.4921% | 0.00013276 |  |  |  | 0.89 | 2.0858 | 0.14464 | 121.8564 | 0.073225 | 7.604% | 0.4921% | 0.00037416 |  |  | 0.89 | 2.0858 | 0.14464 | 121.8564 | 0.084575 | 12.8% | 0.4921% | 0.00063005
[5 empty] | 0.895 | 2.121 | 0.13987 | 132.1286 | 0.054919 | 2.922% | 0.4916% | 0.00014366 |  |  |  | 0.895 | 2.121 | 0.13987 | 132.1286 | 0.079398 | 8.218% | 0.4916% | 0.00040401 |  |  | 0.895 | 2.121 | 0.13987 | 132.1286 | 0.091704 | 13.81% | 0.4916% | 0.00067872
[5 empty] | 0.9 | 2.1574 | 0.135 | 143.6742 | 0.059718 | 3.173% | 0.4912% | 0.00015586 |  |  |  | 0.9 | 2.1574 | 0.135 | 143.6742 | 0.086336 | 8.903% | 0.4912% | 0.00043726 |  |  | 0.9 | 2.1574 | 0.135 | 143.6742 | 0.099718 | 14.92% | 0.4912% | 0.00073265
[5 empty] | 0.905 | 2.1951 | 0.13001 | 156.7164 | 0.065139 | 3.456% | 0.4906% | 0.00016958 |  |  |  | 0.905 | 2.1951 | 0.13001 | 156.7164 | 0.094173 | 9.671% | 0.4906% | 0.00047446 |  |  | 0.905 | 2.1951 | 0.13001 | 156.7164 | 0.10877 | 16.16% | 0.4906% | 0.00079262
[5 empty] | 0.91 | 2.2343 | 0.12492 | 171.5312 | 0.071297 | 3.777% | 0.49% | 0.00018508 |  |  |  | 0.91 | 2.2343 | 0.12492 | 171.5312 | 0.10308 | 10.53% | 0.49% | 0.00051624 |  |  | 0.91 | 2.2343 | 0.12492 | 171.5312 | 0.11905 | 17.54% | 0.49% | 0.00085954
[5 empty] | 0.915 | 2.2752 | 0.1197 | 188.4632 | 0.078335 | 4.142% | 0.4894% | 0.00020269 |  |  |  | 0.915 | 2.2752 | 0.1197 | 188.4632 | 0.11325 | 11.51% | 0.4894% | 0.00056339 |  |  | 0.915 | 2.2752 | 0.1197 | 188.4632 | 0.1308 | 19.1% | 0.4894% | 0.00093448
[5 empty] | 0.92 | 2.318 | 0.11436 | 207.948 | 0.086434 | 4.56% | 0.4886% | 0.00022282 |  |  |  | 0.92 | 2.318 | 0.11436 | 207.948 | 0.12496 | 12.62% | 0.4886% | 0.00061688 |  |  | 0.92 | 2.318 | 0.11436 | 207.948 | 0.14433 | 20.85% | 0.4886% | 0.0010187
[5 empty] | 0.925 | 2.3628 | 0.10889 | 230.5434 | 0.095825 | 5.043% | 0.4878% | 0.000246 |  |  |  | 0.925 | 2.3628 | 0.10889 | 230.5434 | 0.13854 | 13.9% | 0.4878% | 0.00067787 |  |  | 0.925 | 2.3628 | 0.10889 | 230.5434 | 0.16001 | 22.83% | 0.4878% | 0.0011139
[5 empty] | 0.93 | 2.4099 | 0.10328 | 256.9745 | 0.10681 | 5.605% | 0.4868% | 0.00027286 |  |  |  | 0.93 | 2.4099 | 0.10328 | 256.9745 | 0.15442 | 15.36% | 0.4868% | 0.00074784 |  |  | 0.93 | 2.4099 | 0.10328 | 256.9745 | 0.17835 | 25.09% | 0.4868% | 0.0012217
[5 empty] | 0.935 | 2.4597 | 0.097534 | 288.2001 | 0.11979 | 6.264% | 0.4858% | 0.00030427 |  |  |  | 0.935 | 2.4597 | 0.097534 | 288.2001 | 0.17318 | 17.06% | 0.4858% | 0.00082865 |  |  | 0.935 | 2.4597 | 0.097534 | 288.2001 | 0.20003 | 27.68% | 0.4858% | 0.0013445
[5 empty] | 0.94 | 2.5126 | 0.091633 | 325.5123 | 0.1353 | 7.046% | 0.4845% | 0.00034136 |  |  |  | 0.94 | 2.5126 | 0.091633 | 325.5123 | 0.19561 | 19.04% | 0.4845% | 0.00092263 |  |  | 0.94 | 2.5126 | 0.091633 | 325.5123 | 0.22592 | 30.65% | 0.4845% | 0.0014849
[5 empty] | 0.945 | 2.569 | 0.085571 | 370.6916 | 0.15408 | 7.983% | 0.483% | 0.00038561 |  |  |  | 0.945 | 2.569 | 0.085571 | 370.6916 | 0.22275 | 21.38% | 0.483% | 0.0010328 |  |  | 0.945 | 2.569 | 0.085571 | 370.6916 | 0.25728 | 34.08% | 0.483% | 0.0016463
[5 empty] | 0.95 | 2.6297 | 0.079335 | 426.2569 | 0.17717 | 9.124% | 0.4812% | 0.00043908 |  |  |  | 0.95 | 2.6297 | 0.079335 | 426.2569 | 0.25614 | 24.17% | 0.4812% | 0.001163 |  |  | 0.95 | 2.6297 | 0.079335 | 426.2569 | 0.29585 | 38.08% | 0.4812% | 0.0018324
[5 empty] | 0.955 | 2.6954 | 0.072913 | 495.8824 | 0.20611 | 10.53% | 0.4791% | 0.00050463 |  |  |  | 0.955 | 2.6954 | 0.072913 | 495.8824 | 0.29798 | 27.52% | 0.4791% | 0.0013183 |  |  | 0.955 | 2.6954 | 0.072913 | 495.8824 | 0.34417 | 42.74% | 0.4791% | 0.0020476
[5 empty] | 0.96 | 2.7673 | 0.066288 | 585.1316 | 0.24321 | 12.31% | 0.4764% | 0.00058638 |  |  |  | 0.96 | 2.7673 | 0.066288 | 585.1316 | 0.35161 | 31.6% | 0.4764% | 0.0015054 |  |  | 0.96 | 2.7673 | 0.066288 | 585.1316 | 0.40611 | 48.21% | 0.4764% | 0.0022967
[5 empty] | 0.965 | 2.8468 | 0.059439 | 702.8224 | 0.29213 | 14.59% | 0.4731% | 0.0006904 |  |  |  | 0.965 | 2.8468 | 0.059439 | 702.8224 | 0.42234 | 36.63% | 0.4731% | 0.0017327 |  |  | 0.965 | 2.8468 | 0.059439 | 702.8224 | 0.4878 | 54.63% | 0.4731% | 0.0025843
[5 empty] | 0.97 | 2.9364 | 0.05234 | 863.7606 | 0.35902 | 17.62% | 0.4687% | 0.00082601 |  |  |  | 0.97 | 2.9364 | 0.05234 | 863.7606 | 0.51905 | 42.91% | 0.4687% | 0.0020112 |  |  | 0.97 | 2.9364 | 0.05234 | 863.7606 | 0.5995 | 62.14% | 0.4687% | 0.0029123
[5 empty] | 0.975 | 3.0393 | 0.044958 | 1094.7498 | 0.45503 | 21.79% | 0.4627% | 0.0010081 |  |  |  | 0.975 | 3.0393 | 0.044958 | 1094.7498 | 0.65785 | 50.86% | 0.4627% | 0.0023533 |  |  | 0.975 | 3.0393 | 0.044958 | 1094.7498 | 0.75982 | 70.8% | 0.4627% | 0.0032759
[5 empty] | 0.98 | 3.1612 | 0.037245 | 1449.5569 | 0.60251 | 27.77% | 0.4541% | 0.0012611 |  |  |  | 0.98 | 3.1612 | 0.037245 | 1449.5569 | 0.87106 | 60.97% | 0.4541% | 0.0027684 |  |  | 0.98 | 3.1612 | 0.037245 | 1449.5569 | 1.0061 | 80.4% | 0.4541% | 0.003651
[5 empty] | 0.985 | 3.3125 | 0.029131 | 2053.4266 | 0.85351 | 36.93% | 0.4406% | 0.001627 |  |  |  | 0.985 | 3.3125 | 0.029131 | 2053.4266 | 1.2339 | 73.62% | 0.4406% | 0.0032437 |  |  | 0.985 | 3.3125 | 0.029131 | 2053.4266 | 1.4252 | 90.06% | 0.4406% | 0.003968
[5 empty] | 0.99 | 3.5156 | 0.020502 | 3278.0376 | 1.3625 | 52.09% | 0.4165% | 0.0021692 |  |  |  | 0.99 | 3.5156 | 0.020502 | 3278.0376 | 1.9698 | 88.09% | 0.4165% | 0.0036684 |  |  | 0.99 | 3.5156 | 0.020502 | 3278.0376 | 2.2751 | 97.49% | 0.4165% | 0.0040602
[5 empty] | 0.995 | 3.8399 | 0.011123 | 6917.3506 | 2.8752 | 78.83% | 0.3607% | 0.0028438 |  |  |  | 0.995 | 3.8399 | 0.011123 | 6917.3506 | 4.1567 | 98.88% | 0.3607% | 0.0035669 |  |  | 0.995 | 3.8399 | 0.011123 | 6917.3506 | 4.801 | 99.96% | 0.3607% | 0.0036059
|  |  |  | 3 | MeV: Standing, Speaking | 1 | hr | 1.1761 | 1.6 |  |  | R(ERq) |  |  |  | MeV: Standing, Speaking | 2 | hr | 1.1761 | 1.6 |  |  | R(ERq) |  |  | MeV: Standing, Speaking | 3 | hr | 1.1761 | 1.6 |  |  | R(ERq)
[5 empty] | Percentile Increment | log10ERq | pdf log10ERq | ERq | Avg quanta/m3 | PI(ERq) | PERq | PI(ERq)*PERq | Risk = | 0.087153 |  | Percentile Increment | log10ERq | pdf log10ERq | ERq | Avg quanta/m3 | PI(ERq) | PERq | PI(ERq)*PERq | Risk = | 0.13996 | Percentile Increment | log10ERq | pdf log10ERq | ERq | Avg quanta/m3 | PI(ERq) | PERq | PI(ERq)*PERq | Risk = | 0.17425
[5 empty] | 0.005 | -2.9452 | 0.0090373 | 0.0011344 | 4.7151e-07 | 2.546e-05% |  | 0 | Percentile = | 0.81 |  | 0.005 | -2.9452 | 0.0090373 | 0.0011344 | 6.8167e-07 | 7.362e-05% |  | 0 | Percentile = | 0.77 | 0.005 | -2.9452 | 0.0090373 | 0.0011344 | 7.8733e-07 | 0.0001275% |  | 0 | Percentile = | 0.745
[5 empty] | 0.01 | -2.5461 | 0.016658 | 0.002844 | 1.1821e-06 | 6.383e-05% | 0.6649% | 4.2445e-09 | R(ERq)max = | 0.4581% |  | 0.01 | -2.5461 | 0.016658 | 0.002844 | 1.709e-06 | 0.0001846% | 0.6649% | 1.2273e-08 | R(ERq)max = | 0.4759% | 0.01 | -2.5461 | 0.016658 | 0.002844 | 1.9739e-06 | 0.0003198% | 0.6649% | 2.1262e-08 | R(ERq)max = | 0.4819%
[5 empty] | 0.015 | -2.2961 | 0.023669 | 0.0050576 | 2.1022e-06 | 0.0001135% | 0.5918% | 6.7175e-09 | PI 90% = | 31.49% |  | 0.015 | -2.2961 | 0.023669 | 0.0050576 | 3.0392e-06 | 0.0003282% | 0.5918% | 1.9423e-08 | PI 90% = | 66.5% | 0.015 | -2.2961 | 0.023669 | 0.0050576 | 3.5103e-06 | 0.0005687% | 0.5918% | 3.3651e-08 | PI 90% = | 84.96%
[5 empty] | 0.02 | -2.1099 | 0.030261 | 0.0077641 | 3.2272e-06 | 0.0001743% | 0.5633% | 9.8165e-09 | Percentile = | 0.9 |  | 0.02 | -2.1099 | 0.030261 | 0.0077641 | 4.6656e-06 | 0.0005039% | 0.5633% | 2.8384e-08 | Percentile = | 0.9 | 0.02 | -2.1099 | 0.030261 | 0.0077641 | 5.3887e-06 | 0.000873% | 0.5633% | 4.9175e-08 | Percentile = | 0.9
[5 empty] | 0.025 | -1.9599 | 0.036528 | 0.010969 | 4.5591e-06 | 0.0002462% | 0.5481% | 1.3494e-08 |  |  |  | 0.025 | -1.9599 | 0.036528 | 0.010969 | 6.5912e-06 | 0.0007118% | 0.5481% | 3.9018e-08 |  |  | 0.025 | -1.9599 | 0.036528 | 0.010969 | 7.6128e-06 | 0.001233% | 0.5481% | 6.7598e-08
[5 empty] | 0.03 | -1.8332 | 0.042526 | 0.014683 | 6.1031e-06 | 0.0003296% | 0.5387% | 1.7753e-08 |  |  |  | 0.03 | -1.8332 | 0.042526 | 0.014683 | 8.8234e-06 | 0.0009529% | 0.5387% | 5.1333e-08 |  |  | 0.03 | -1.8332 | 0.042526 | 0.014683 | 1.0191e-05 | 0.001651% | 0.5387% | 8.8934e-08
[5 empty] | 0.035 | -1.723 | 0.048294 | 0.018925 | 7.8661e-06 | 0.0004248% | 0.5323% | 2.2609e-08 |  |  |  | 0.035 | -1.723 | 0.048294 | 0.018925 | 1.1372e-05 | 0.001228% | 0.5323% | 6.5372e-08 |  |  | 0.035 | -1.723 | 0.048294 | 0.018925 | 1.3135e-05 | 0.002128% | 0.5323% | 1.1326e-07
[5 empty] | 0.04 | -1.625 | 0.053859 | 0.023713 | 9.8565e-06 | 0.0005322% | 0.5276% | 2.8081e-08 |  |  |  | 0.04 | -1.625 | 0.053859 | 0.023713 | 1.425e-05 | 0.001539% | 0.5276% | 8.1195e-08 |  |  | 0.04 | -1.625 | 0.053859 | 0.023713 | 1.6458e-05 | 0.002666% | 0.5276% | 1.4067e-07
[5 empty] | 0.045 | -1.5365 | 0.059242 | 0.029071 | 1.2083e-05 | 0.0006525% | 0.5241% | 3.4195e-08 |  |  |  | 0.045 | -1.5365 | 0.059242 | 0.029071 | 1.7469e-05 | 0.001887% | 0.5241% | 9.8871e-08 |  |  | 0.045 | -1.5365 | 0.059242 | 0.029071 | 2.0177e-05 | 0.003269% | 0.5241% | 1.7129e-07
[5 empty] | 0.05 | -1.4557 | 0.06446 | 0.035021 | 1.4556e-05 | 0.000786% | 0.5213% | 4.0976e-08 |  |  |  | 0.05 | -1.4557 | 0.06446 | 0.035021 | 2.1044e-05 | 0.002273% | 0.5213% | 1.1848e-07 |  |  | 0.05 | -1.4557 | 0.06446 | 0.035021 | 2.4306e-05 | 0.003938% | 0.5213% | 2.0526e-07
[5 empty] | 0.055 | -1.381 | 0.069526 | 0.041589 | 1.7287e-05 | 0.0009335% | 0.5191% | 4.8453e-08 |  |  |  | 0.055 | -1.381 | 0.069526 | 0.041589 | 2.4992e-05 | 0.002699% | 0.5191% | 1.401e-07 |  |  | 0.055 | -1.381 | 0.069526 | 0.041589 | 2.8865e-05 | 0.004676% | 0.5191% | 2.4272e-07
[5 empty] | 0.06 | -1.3115 | 0.074452 | 0.048804 | 2.0285e-05 | 0.001095% | 0.5172% | 5.6657e-08 |  |  |  | 0.06 | -1.3115 | 0.074452 | 0.048804 | 2.9327e-05 | 0.003167% | 0.5172% | 1.6382e-07 |  |  | 0.06 | -1.3115 | 0.074452 | 0.048804 | 3.3872e-05 | 0.005487% | 0.5172% | 2.8381e-07
[5 empty] | 0.065 | -1.2465 | 0.079246 | 0.056693 | 2.3564e-05 | 0.001272% | 0.5157% | 6.562e-08 |  |  |  | 0.065 | -1.2465 | 0.079246 | 0.056693 | 3.4068e-05 | 0.003679% | 0.5157% | 1.8974e-07 |  |  | 0.065 | -1.2465 | 0.079246 | 0.056693 | 3.9348e-05 | 0.006374% | 0.5157% | 3.2871e-07
[5 empty] | 0.07 | -1.1852 | 0.083917 | 0.065287 | 2.7136e-05 | 0.001465% | 0.5144% | 7.5377e-08 |  |  |  | 0.07 | -1.1852 | 0.083917 | 0.065287 | 3.9232e-05 | 0.004237% | 0.5144% | 2.1795e-07 |  |  | 0.07 | -1.1852 | 0.083917 | 0.065287 | 4.5313e-05 | 0.00734% | 0.5144% | 3.7758e-07
[5 empty] | 0.075 | -1.1272 | 0.088472 | 0.074618 | 3.1015e-05 | 0.001675% | 0.5133% | 8.5962e-08 |  |  |  | 0.075 | -1.1272 | 0.088472 | 0.074618 | 4.4839e-05 | 0.004842% | 0.5133% | 2.4855e-07 |  |  | 0.075 | -1.1272 | 0.088472 | 0.074618 | 5.1789e-05 | 0.008389% | 0.5133% | 4.3061e-07
[5 empty] | 0.08 | -1.072 | 0.092916 | 0.084718 | 3.5213e-05 | 0.001901% | 0.5123% | 9.7414e-08 |  |  |  | 0.08 | -1.072 | 0.092916 | 0.084718 | 5.0908e-05 | 0.005498% | 0.5123% | 2.8166e-07 |  |  | 0.08 | -1.072 | 0.092916 | 0.084718 | 5.8799e-05 | 0.009525% | 0.5123% | 4.8797e-07
[5 empty] | 0.085 | -1.0194 | 0.097255 | 0.095624 | 3.9746e-05 | 0.002146% | 0.5115% | 1.0977e-07 |  |  |  | 0.085 | -1.0194 | 0.097255 | 0.095624 | 5.7462e-05 | 0.006206% | 0.5115% | 3.1739e-07 |  |  | 0.085 | -1.0194 | 0.097255 | 0.095624 | 6.6368e-05 | 0.01075% | 0.5115% | 5.4986e-07
[5 empty] | 0.09 | -0.96912 | 0.10149 | 0.10737 | 4.4628e-05 | 0.00241% | 0.5107% | 1.2307e-07 |  |  |  | 0.09 | -0.96912 | 0.10149 | 0.10737 | 6.452e-05 | 0.006968% | 0.5107% | 3.5585e-07 |  |  | 0.09 | -0.96912 | 0.10149 | 0.10737 | 7.4521e-05 | 0.01207% | 0.5107% | 6.165e-07
[5 empty] | 0.095 | -0.92084 | 0.10564 | 0.12 | 4.9876e-05 | 0.002693% | 0.51% | 1.3736e-07 |  |  |  | 0.095 | -0.92084 | 0.10564 | 0.12 | 7.2107e-05 | 0.007787% | 0.51% | 3.9717e-07 |  |  | 0.095 | -0.92084 | 0.10564 | 0.12 | 8.3283e-05 | 0.01349% | 0.51% | 6.8808e-07
[5 empty] | 0.1 | -0.87439 | 0.10969 | 0.13354 | 5.5506e-05 | 0.002997% | 0.5094% | 1.5269e-07 |  |  |  | 0.1 | -0.87439 | 0.10969 | 0.13354 | 8.0246e-05 | 0.008666% | 0.5094% | 4.4148e-07 |  |  | 0.1 | -0.87439 | 0.10969 | 0.13354 | 9.2683e-05 | 0.01501% | 0.5094% | 7.6483e-07
[5 empty] | 0.105 | -0.82961 | 0.11365 | 0.14804 | 6.1534e-05 | 0.003323% | 0.5089% | 1.6909e-07 |  |  |  | 0.105 | -0.82961 | 0.11365 | 0.14804 | 8.8961e-05 | 0.009607% | 0.5089% | 4.889e-07 |  |  | 0.105 | -0.82961 | 0.11365 | 0.14804 | 0.00010275 | 0.01664% | 0.5089% | 8.4699e-07
[5 empty] | 0.11 | -0.78635 | 0.11752 | 0.16355 | 6.7979e-05 | 0.003671% | 0.5084% | 1.8662e-07 |  |  |  | 0.11 | -0.78635 | 0.11752 | 0.16355 | 9.8279e-05 | 0.01061% | 0.5084% | 5.3959e-07 |  |  | 0.11 | -0.78635 | 0.11752 | 0.16355 | 0.00011351 | 0.01839% | 0.5084% | 9.348e-07
[5 empty] | 0.115 | -0.74448 | 0.12131 | 0.1801 | 7.4859e-05 | 0.004042% | 0.508% | 2.0533e-07 |  |  |  | 0.115 | -0.74448 | 0.12131 | 0.1801 | 0.00010823 | 0.01169% | 0.508% | 5.9368e-07 |  |  | 0.115 | -0.74448 | 0.12131 | 0.1801 | 0.000125 | 0.02025% | 0.508% | 1.0285e-06
[5 empty] | 0.12 | -0.70389 | 0.12503 | 0.19775 | 8.2194e-05 | 0.004438% | 0.5075% | 2.2527e-07 |  |  |  | 0.12 | -0.70389 | 0.12503 | 0.19775 | 0.00011883 | 0.01283% | 0.5075% | 6.5132e-07 |  |  | 0.12 | -0.70389 | 0.12503 | 0.19775 | 0.00013725 | 0.02223% | 0.5075% | 1.1284e-06
[5 empty] | 0.125 | -0.66447 | 0.12866 | 0.21654 | 9.0004e-05 | 0.00486% | 0.5072% | 2.4649e-07 |  |  |  | 0.125 | -0.66447 | 0.12866 | 0.21654 | 0.00013012 | 0.01405% | 0.5072% | 7.1268e-07 |  |  | 0.125 | -0.66447 | 0.12866 | 0.21654 | 0.00015029 | 0.02434% | 0.5072% | 1.2346e-06
[5 empty] | 0.13 | -0.62613 | 0.13222 | 0.23652 | 9.8309e-05 | 0.005309% | 0.5068% | 2.6905e-07 |  |  |  | 0.13 | -0.62613 | 0.13222 | 0.23652 | 0.00014213 | 0.01535% | 0.5068% | 7.7791e-07 |  |  | 0.13 | -0.62613 | 0.13222 | 0.23652 | 0.00016416 | 0.02659% | 0.5068% | 1.3476e-06
[5 empty] | 0.135 | -0.58881 | 0.1357 | 0.25775 | 0.00010713 | 0.005785% | 0.5065% | 2.9301e-07 |  |  |  | 0.135 | -0.58881 | 0.1357 | 0.25775 | 0.00015488 | 0.01673% | 0.5065% | 8.4718e-07 |  |  | 0.135 | -0.58881 | 0.1357 | 0.25775 | 0.00017889 | 0.02898% | 0.5065% | 1.4676e-06
[5 empty] | 0.14 | -0.55242 | 0.13911 | 0.28027 | 0.0001165 | 0.006291% | 0.5062% | 3.1843e-07 |  |  |  | 0.14 | -0.55242 | 0.13911 | 0.28027 | 0.00016842 | 0.01819% | 0.5062% | 9.2068e-07 |  |  | 0.14 | -0.55242 | 0.13911 | 0.28027 | 0.00019452 | 0.03151% | 0.5062% | 1.595e-06
[5 empty] | 0.145 | -0.5169 | 0.14245 | 0.30416 | 0.00012642 | 0.006827% | 0.5059% | 3.4538e-07 |  |  |  | 0.145 | -0.5169 | 0.14245 | 0.30416 | 0.00018277 | 0.01974% | 0.5059% | 9.9859e-07 |  |  | 0.145 | -0.5169 | 0.14245 | 0.30416 | 0.0002111 | 0.03419% | 0.5059% | 1.7299e-06
[5 empty] | 0.15 | -0.4822 | 0.14572 | 0.32946 | 0.00013694 | 0.007394% | 0.5057% | 3.7392e-07 |  |  |  | 0.15 | -0.4822 | 0.14572 | 0.32946 | 0.00019798 | 0.02138% | 0.5057% | 1.0811e-06 |  |  | 0.15 | -0.4822 | 0.14572 | 0.32946 | 0.00022866 | 0.03704% | 0.5057% | 1.8728e-06
[5 empty] | 0.155 | -0.44826 | 0.14893 | 0.35623 | 0.00014807 | 0.007995% | 0.5054% | 4.0412e-07 |  |  |  | 0.155 | -0.44826 | 0.14893 | 0.35623 | 0.00021407 | 0.02312% | 0.5054% | 1.1684e-06 |  |  | 0.155 | -0.44826 | 0.14893 | 0.35623 | 0.00024725 | 0.04005% | 0.5054% | 2.0241e-06
[5 empty] | 0.16 | -0.41504 | 0.15207 | 0.38456 | 0.00015984 | 0.008631% | 0.5052% | 4.3605e-07 |  |  |  | 0.16 | -0.41504 | 0.15207 | 0.38456 | 0.00023108 | 0.02495% | 0.5052% | 1.2607e-06 |  |  | 0.16 | -0.41504 | 0.15207 | 0.38456 | 0.0002669 | 0.04323% | 0.5052% | 2.184e-06
[5 empty] | 0.165 | -0.38249 | 0.15515 | 0.41449 | 0.00017228 | 0.009303% | 0.505% | 4.6979e-07 |  |  |  | 0.165 | -0.38249 | 0.15515 | 0.41449 | 0.00024907 | 0.0269% | 0.505% | 1.3583e-06 |  |  | 0.165 | -0.38249 | 0.15515 | 0.41449 | 0.00028768 | 0.04659% | 0.505% | 2.3529e-06
[5 empty] | 0.17 | -0.35057 | 0.15816 | 0.44609 | 0.00018542 | 0.01001% | 0.5048% | 5.0542e-07 |  |  |  | 0.17 | -0.35057 | 0.15816 | 0.44609 | 0.00026806 | 0.02895% | 0.5048% | 1.4613e-06 |  |  | 0.17 | -0.35057 | 0.15816 | 0.44609 | 0.00030961 | 0.05014% | 0.5048% | 2.5313e-06
[5 empty] | 0.175 | -0.31925 | 0.16111 | 0.47946 | 0.00019929 | 0.01076% | 0.5046% | 5.4301e-07 |  |  |  | 0.175 | -0.31925 | 0.16111 | 0.47946 | 0.00028811 | 0.03111% | 0.5046% | 1.5699e-06 |  |  | 0.175 | -0.31925 | 0.16111 | 0.47946 | 0.00033277 | 0.05389% | 0.5046% | 2.7196e-06
[5 empty] | 0.18 | -0.28849 | 0.164 | 0.51464 | 0.00021391 | 0.01155% | 0.5044% | 5.8266e-07 |  |  |  | 0.18 | -0.28849 | 0.164 | 0.51464 | 0.00030926 | 0.03339% | 0.5044% | 1.6845e-06 |  |  | 0.18 | -0.28849 | 0.164 | 0.51464 | 0.00035719 | 0.05785% | 0.5044% | 2.9181e-06
[5 empty] | 0.185 | -0.25827 | 0.16683 | 0.55174 | 0.00022933 | 0.01238% | 0.5043% | 6.2445e-07 |  |  |  | 0.185 | -0.25827 | 0.16683 | 0.55174 | 0.00033155 | 0.0358% | 0.5043% | 1.8053e-06 |  |  | 0.185 | -0.25827 | 0.16683 | 0.55174 | 0.00038294 | 0.06202% | 0.5043% | 3.1273e-06
[5 empty] | 0.19 | -0.22854 | 0.1696 | 0.59082 | 0.00024558 | 0.01326% | 0.5041% | 6.6847e-07 |  |  |  | 0.19 | -0.22854 | 0.1696 | 0.59082 | 0.00035503 | 0.03834% | 0.5041% | 1.9326e-06 |  |  | 0.19 | -0.22854 | 0.1696 | 0.59082 | 0.00041006 | 0.06641% | 0.5041% | 3.3477e-06
[5 empty] | 0.195 | -0.1993 | 0.17232 | 0.63198 | 0.00026268 | 0.01418% | 0.504% | 7.1482e-07 |  |  |  | 0.195 | -0.1993 | 0.17232 | 0.63198 | 0.00037977 | 0.04101% | 0.504% | 2.0666e-06 |  |  | 0.195 | -0.1993 | 0.17232 | 0.63198 | 0.00043863 | 0.07103% | 0.504% | 3.5798e-06
[5 empty] | 0.2 | -0.1705 | 0.17498 | 0.6753 | 0.00028069 | 0.01516% | 0.5038% | 7.636e-07 |  |  |  | 0.2 | -0.1705 | 0.17498 | 0.6753 | 0.0004058 | 0.04382% | 0.5038% | 2.2076e-06 |  |  | 0.2 | -0.1705 | 0.17498 | 0.6753 | 0.0004687 | 0.0759% | 0.5038% | 3.824e-06
[5 empty] | 0.205 | -0.14214 | 0.17758 | 0.72088 | 0.00029963 | 0.01618% | 0.5037% | 8.1491e-07 |  |  |  | 0.205 | -0.14214 | 0.17758 | 0.72088 | 0.00043319 | 0.04677% | 0.5037% | 2.3559e-06 |  |  | 0.205 | -0.14214 | 0.17758 | 0.72088 | 0.00050033 | 0.08102% | 0.5037% | 4.0809e-06
[5 empty] | 0.21 | -0.11418 | 0.18013 | 0.76881 | 0.00031955 | 0.01725% | 0.5036% | 8.6886e-07 |  |  |  | 0.21 | -0.11418 | 0.18013 | 0.76881 | 0.00046199 | 0.04988% | 0.5036% | 2.5118e-06 |  |  | 0.21 | -0.11418 | 0.18013 | 0.76881 | 0.00053359 | 0.0864% | 0.5036% | 4.351e-06
[5 empty] | 0.215 | -0.086615 | 0.18262 | 0.81919 | 0.0003405 | 0.01839% | 0.5034% | 9.2557e-07 |  |  |  | 0.215 | -0.086615 | 0.18262 | 0.81919 | 0.00049226 | 0.05315% | 0.5034% | 2.6758e-06 |  |  | 0.215 | -0.086615 | 0.18262 | 0.81919 | 0.00056856 | 0.09206% | 0.5034% | 4.6348e-06
[5 empty] | 0.22 | -0.059418 | 0.18506 | 0.87213 | 0.0003625 | 0.01957% | 0.5033% | 9.8514e-07 |  |  |  | 0.22 | -0.059418 | 0.18506 | 0.87213 | 0.00052408 | 0.05658% | 0.5033% | 2.848e-06 |  |  | 0.22 | -0.059418 | 0.18506 | 0.87213 | 0.00060531 | 0.09801% | 0.5033% | 4.933e-06
[5 empty] | 0.225 | -0.032573 | 0.18745 | 0.92774 | 0.00038562 | 0.02082% | 0.5032% | 1.0477e-06 |  |  |  | 0.225 | -0.032573 | 0.18745 | 0.92774 | 0.00055749 | 0.06019% | 0.5032% | 3.0288e-06 |  |  | 0.225 | -0.032573 | 0.18745 | 0.92774 | 0.0006439 | 0.1043% | 0.5032% | 5.2462e-06
[5 empty] | 0.23 | -0.0060637 | 0.18978 | 0.98613 | 0.00040989 | 0.02213% | 0.5031% | 1.1134e-06 |  |  |  | 0.23 | -0.0060637 | 0.18978 | 0.98613 | 0.00059258 | 0.06398% | 0.5031% | 3.2187e-06 |  |  | 0.23 | -0.0060637 | 0.18978 | 0.98613 | 0.00068443 | 0.1108% | 0.5031% | 5.5751e-06
[5 empty] | 0.235 | 0.020125 | 0.19206 | 1.0474 | 0.00043536 | 0.02351% | 0.503% | 1.1824e-06 |  |  |  | 0.235 | 0.020125 | 0.19206 | 1.0474 | 0.00062942 | 0.06795% | 0.503% | 3.418e-06 |  |  | 0.235 | 0.020125 | 0.19206 | 1.0474 | 0.00072697 | 0.1177% | 0.503% | 5.9201e-06
[5 empty] | 0.24 | 0.046007 | 0.1943 | 1.1118 | 0.0004621 | 0.02495% | 0.5029% | 1.2547e-06 |  |  |  | 0.24 | 0.046007 | 0.1943 | 1.1118 | 0.00066807 | 0.07213% | 0.5029% | 3.6271e-06 |  |  | 0.24 | 0.046007 | 0.1943 | 1.1118 | 0.00077161 | 0.1249% | 0.5029% | 6.2822e-06
[5 empty] | 0.245 | 0.071597 | 0.19648 | 1.1792 | 0.00049015 | 0.02646% | 0.5028% | 1.3306e-06 |  |  |  | 0.245 | 0.071597 | 0.19648 | 1.1792 | 0.00070861 | 0.0765% | 0.5028% | 3.8464e-06 |  |  | 0.245 | 0.071597 | 0.19648 | 1.1792 | 0.00081845 | 0.1325% | 0.5028% | 6.6619e-06
[5 empty] | 0.25 | 0.096908 | 0.19861 | 1.25 | 0.00051956 | 0.02805% | 0.5027% | 1.4102e-06 |  |  |  | 0.25 | 0.096908 | 0.19861 | 1.25 | 0.00075114 | 0.08109% | 0.5027% | 4.0763e-06 |  |  | 0.25 | 0.096908 | 0.19861 | 1.25 | 0.00086756 | 0.1404% | 0.5027% | 7.0601e-06
[5 empty] | 0.255 | 0.12195 | 0.20069 | 1.3242 | 0.0005504 | 0.02972% | 0.5026% | 1.4936e-06 |  |  |  | 0.255 | 0.12195 | 0.20069 | 1.3242 | 0.00079573 | 0.0859% | 0.5026% | 4.3174e-06 |  |  | 0.255 | 0.12195 | 0.20069 | 1.3242 | 0.00091906 | 0.1488% | 0.5026% | 7.4776e-06
[5 empty] | 0.26 | 0.14674 | 0.20273 | 1.402 | 0.00058273 | 0.03146% | 0.5025% | 1.581e-06 |  |  |  | 0.26 | 0.14674 | 0.20273 | 1.402 | 0.00084246 | 0.09094% | 0.5025% | 4.5701e-06 |  |  | 0.26 | 0.14674 | 0.20273 | 1.402 | 0.00097304 | 0.1575% | 0.5025% | 7.9151e-06
[5 empty] | 0.265 | 0.17128 | 0.20471 | 1.4835 | 0.00061661 | 0.03329% | 0.5024% | 1.6727e-06 |  |  |  | 0.265 | 0.17128 | 0.20471 | 1.4835 | 0.00089144 | 0.09623% | 0.5024% | 4.8349e-06 |  |  | 0.265 | 0.17128 | 0.20471 | 1.4835 | 0.0010296 | 0.1667% | 0.5024% | 8.3735e-06
[5 empty] | 0.27 | 0.19559 | 0.20665 | 1.5689 | 0.00065211 | 0.03521% | 0.5024% | 1.7687e-06 |  |  |  | 0.27 | 0.19559 | 0.20665 | 1.5689 | 0.00094276 | 0.1018% | 0.5024% | 5.1123e-06 |  |  | 0.27 | 0.19559 | 0.20665 | 1.5689 | 0.0010889 | 0.1762% | 0.5024% | 8.8537e-06
[5 empty] | 0.275 | 0.21968 | 0.20854 | 1.6583 | 0.00068929 | 0.03721% | 0.5023% | 1.8692e-06 |  |  |  | 0.275 | 0.21968 | 0.20854 | 1.6583 | 0.00099652 | 0.1076% | 0.5023% | 5.4028e-06 |  |  | 0.275 | 0.21968 | 0.20854 | 1.6583 | 0.001151 | 0.1863% | 0.5023% | 9.3566e-06
[5 empty] | 0.28 | 0.24354 | 0.21039 | 1.752 | 0.00072824 | 0.03932% | 0.5022% | 1.9745e-06 |  |  |  | 0.28 | 0.24354 | 0.21039 | 1.752 | 0.0010528 | 0.1136% | 0.5022% | 5.707e-06 |  |  | 0.28 | 0.24354 | 0.21039 | 1.752 | 0.001216 | 0.1968% | 0.5022% | 9.8832e-06
[5 empty] | 0.285 | 0.26721 | 0.21219 | 1.8502 | 0.00076902 | 0.04152% | 0.5021% | 2.0847e-06 |  |  |  | 0.285 | 0.26721 | 0.21219 | 1.8502 | 0.0011118 | 0.12% | 0.5021% | 6.0255e-06 |  |  | 0.285 | 0.26721 | 0.21219 | 1.8502 | 0.0012841 | 0.2078% | 0.5021% | 1.0435e-05
[5 empty] | 0.29 | 0.29068 | 0.21394 | 1.9529 | 0.00081172 | 0.04382% | 0.502% | 2.2001e-06 |  |  |  | 0.29 | 0.29068 | 0.21394 | 1.9529 | 0.0011735 | 0.1267% | 0.502% | 6.3589e-06 |  |  | 0.29 | 0.29068 | 0.21394 | 1.9529 | 0.0013554 | 0.2193% | 0.502% | 1.1012e-05
[5 empty] | 0.295 | 0.31395 | 0.21565 | 2.0604 | 0.00085641 | 0.04624% | 0.502% | 2.3209e-06 |  |  |  | 0.295 | 0.31395 | 0.21565 | 2.0604 | 0.0012381 | 0.1336% | 0.502% | 6.7079e-06 |  |  | 0.295 | 0.31395 | 0.21565 | 2.0604 | 0.00143 | 0.2314% | 0.502% | 1.1616e-05
[5 empty] | 0.3 | 0.33705 | 0.21731 | 2.173 | 0.00090319 | 0.04876% | 0.5019% | 2.4473e-06 |  |  |  | 0.3 | 0.33705 | 0.21731 | 2.173 | 0.0013058 | 0.1409% | 0.5019% | 7.0731e-06 |  |  | 0.3 | 0.33705 | 0.21731 | 2.173 | 0.0015081 | 0.244% | 0.5019% | 1.2248e-05
[5 empty] | 0.305 | 0.35997 | 0.21892 | 2.2907 | 0.00095214 | 0.0514% | 0.5018% | 2.5796e-06 |  |  |  | 0.305 | 0.35997 | 0.21892 | 2.2907 | 0.0013765 | 0.1486% | 0.5018% | 7.4552e-06 |  |  | 0.305 | 0.35997 | 0.21892 | 2.2907 | 0.0015899 | 0.2572% | 0.5018% | 1.2909e-05
[5 empty] | 0.31 | 0.38273 | 0.2205 | 2.414 | 0.0010034 | 0.05417% | 0.5018% | 2.718e-06 |  |  |  | 0.31 | 0.38273 | 0.2205 | 2.414 | 0.0014506 | 0.1565% | 0.5018% | 7.8549e-06 |  |  | 0.31 | 0.38273 | 0.2205 | 2.414 | 0.0016754 | 0.2711% | 0.5018% | 1.3601e-05
[5 empty] | 0.315 | 0.40533 | 0.22202 | 2.5429 | 0.001057 | 0.05706% | 0.5017% | 2.8628e-06 |  |  |  | 0.315 | 0.40533 | 0.22202 | 2.5429 | 0.0015281 | 0.1649% | 0.5017% | 8.2731e-06 |  |  | 0.315 | 0.40533 | 0.22202 | 2.5429 | 0.0017649 | 0.2855% | 0.5017% | 1.4324e-05
[5 empty] | 0.32 | 0.42777 | 0.22351 | 2.6778 | 0.001113 | 0.06008% | 0.5017% | 3.0142e-06 |  |  |  | 0.32 | 0.42777 | 0.22351 | 2.6778 | 0.0016091 | 0.1736% | 0.5017% | 8.7104e-06 |  |  | 0.32 | 0.42777 | 0.22351 | 2.6778 | 0.0018585 | 0.3006% | 0.5017% | 1.5081e-05
[5 empty] | 0.325 | 0.45007 | 0.22495 | 2.8188 | 0.0011717 | 0.06325% | 0.5016% | 3.1726e-06 |  |  |  | 0.325 | 0.45007 | 0.22495 | 2.8188 | 0.0016939 | 0.1828% | 0.5016% | 9.1679e-06 |  |  | 0.325 | 0.45007 | 0.22495 | 2.8188 | 0.0019564 | 0.3164% | 0.5016% | 1.5873e-05
[5 empty] | 0.33 | 0.47223 | 0.22634 | 2.9664 | 0.001233 | 0.06656% | 0.5015% | 3.3382e-06 |  |  |  | 0.33 | 0.47223 | 0.22634 | 2.9664 | 0.0017826 | 0.1923% | 0.5015% | 9.6462e-06 |  |  | 0.33 | 0.47223 | 0.22634 | 2.9664 | 0.0020588 | 0.333% | 0.5015% | 1.67e-05
[5 empty] | 0.335 | 0.49425 | 0.2277 | 3.1207 | 0.0012971 | 0.07002% | 0.5015% | 3.5114e-06 |  |  |  | 0.335 | 0.49425 | 0.2277 | 3.1207 | 0.0018753 | 0.2023% | 0.5015% | 1.0146e-05 |  |  | 0.335 | 0.49425 | 0.2277 | 3.1207 | 0.0021659 | 0.3503% | 0.5015% | 1.7565e-05
[5 empty] | 0.34 | 0.51615 | 0.22901 | 3.2821 | 0.0013642 | 0.07364% | 0.5014% | 3.6925e-06 |  |  |  | 0.34 | 0.51615 | 0.22901 | 3.2821 | 0.0019723 | 0.2128% | 0.5014% | 1.0669e-05 |  |  | 0.34 | 0.51615 | 0.22901 | 3.2821 | 0.0022779 | 0.3683% | 0.5014% | 1.847e-05
[5 empty] | 0.345 | 0.53792 | 0.23027 | 3.4508 | 0.0014343 | 0.07742% | 0.5014% | 3.8818e-06 |  |  |  | 0.345 | 0.53792 | 0.23027 | 3.4508 | 0.0020737 | 0.2237% | 0.5014% | 1.1216e-05 |  |  | 0.345 | 0.53792 | 0.23027 | 3.4508 | 0.0023951 | 0.3872% | 0.5014% | 1.9416e-05
[5 empty] | 0.35 | 0.55958 | 0.2315 | 3.6273 | 0.0015077 | 0.08138% | 0.5013% | 4.0798e-06 |  |  |  | 0.35 | 0.55958 | 0.2315 | 3.6273 | 0.0021797 | 0.2351% | 0.5013% | 1.1787e-05 |  |  | 0.35 | 0.55958 | 0.2315 | 3.6273 | 0.0025175 | 0.407% | 0.5013% | 2.0404e-05
[5 empty] | 0.355 | 0.58112 | 0.23268 | 3.8117 | 0.0015843 | 0.08552% | 0.5013% | 4.2867e-06 |  |  |  | 0.355 | 0.58112 | 0.23268 | 3.8117 | 0.0022905 | 0.2471% | 0.5013% | 1.2385e-05 |  |  | 0.355 | 0.58112 | 0.23268 | 3.8117 | 0.0026455 | 0.4277% | 0.5013% | 2.1437e-05
[5 empty] | 0.36 | 0.60256 | 0.23382 | 4.0046 | 0.0016645 | 0.08984% | 0.5012% | 4.5031e-06 |  |  |  | 0.36 | 0.60256 | 0.23382 | 4.0046 | 0.0024064 | 0.2596% | 0.5012% | 1.3009e-05 |  |  | 0.36 | 0.60256 | 0.23382 | 4.0046 | 0.0027794 | 0.4492% | 0.5012% | 2.2517e-05
[5 empty] | 0.365 | 0.62389 | 0.23492 | 4.2062 | 0.0017483 | 0.09436% | 0.5012% | 4.7292e-06 |  |  |  | 0.365 | 0.62389 | 0.23492 | 4.2062 | 0.0025276 | 0.2726% | 0.5012% | 1.3662e-05 |  |  | 0.365 | 0.62389 | 0.23492 | 4.2062 | 0.0029193 | 0.4718% | 0.5012% | 2.3646e-05
[5 empty] | 0.37 | 0.64513 | 0.23598 | 4.417 | 0.0018359 | 0.09909% | 0.5011% | 4.9656e-06 |  |  |  | 0.37 | 0.64513 | 0.23598 | 4.417 | 0.0026542 | 0.2862% | 0.5011% | 1.4344e-05 |  |  | 0.37 | 0.64513 | 0.23598 | 4.417 | 0.0030656 | 0.4954% | 0.5011% | 2.4825e-05
[5 empty] | 0.375 | 0.66627 | 0.237 | 4.6373 | 0.0019275 | 0.104% | 0.5011% | 5.2127e-06 |  |  |  | 0.375 | 0.66627 | 0.237 | 4.6373 | 0.0027866 | 0.3005% | 0.5011% | 1.5057e-05 |  |  | 0.375 | 0.66627 | 0.237 | 4.6373 | 0.0032186 | 0.52% | 0.5011% | 2.6058e-05
[5 empty] | 0.38 | 0.68732 | 0.23797 | 4.8677 | 0.0020233 | 0.1092% | 0.501% | 5.4709e-06 |  |  |  | 0.38 | 0.68732 | 0.23797 | 4.8677 | 0.0029251 | 0.3154% | 0.501% | 1.5803e-05 |  |  | 0.38 | 0.68732 | 0.23797 | 4.8677 | 0.0033784 | 0.5458% | 0.501% | 2.7346e-05
[5 empty] | 0.385 | 0.70829 | 0.23891 | 5.1085 | 0.0021233 | 0.1146% | 0.501% | 5.7409e-06 |  |  |  | 0.385 | 0.70829 | 0.23891 | 5.1085 | 0.0030698 | 0.331% | 0.501% | 1.6581e-05 |  |  | 0.385 | 0.70829 | 0.23891 | 5.1085 | 0.0035456 | 0.5727% | 0.501% | 2.8692e-05
[5 empty] | 0.39 | 0.72918 | 0.2398 | 5.3602 | 0.002228 | 0.1202% | 0.5009% | 6.023e-06 |  |  |  | 0.39 | 0.72918 | 0.2398 | 5.3602 | 0.003221 | 0.3473% | 0.5009% | 1.7395e-05 |  |  | 0.39 | 0.72918 | 0.2398 | 5.3602 | 0.0037203 | 0.6009% | 0.5009% | 3.0099e-05
[5 empty] | 0.395 | 0.74999 | 0.24065 | 5.6233 | 0.0023373 | 0.1261% | 0.5009% | 6.3179e-06 |  |  |  | 0.395 | 0.74999 | 0.24065 | 5.6233 | 0.0033791 | 0.3643% | 0.5009% | 1.8246e-05 |  |  | 0.395 | 0.74999 | 0.24065 | 5.6233 | 0.0039029 | 0.6303% | 0.5009% | 3.1569e-05
[5 empty] | 0.4 | 0.77074 | 0.24146 | 5.8984 | 0.0024517 | 0.1323% | 0.5008% | 6.6262e-06 |  |  |  | 0.4 | 0.77074 | 0.24146 | 5.8984 | 0.0035444 | 0.3821% | 0.5008% | 1.9135e-05 |  |  | 0.4 | 0.77074 | 0.24146 | 5.8984 | 0.0040938 | 0.661% | 0.5008% | 3.3105e-05
[5 empty] | 0.405 | 0.79141 | 0.24224 | 6.186 | 0.0025712 | 0.1387% | 0.5008% | 6.9484e-06 |  |  |  | 0.405 | 0.79141 | 0.24224 | 6.186 | 0.0037173 | 0.4007% | 0.5008% | 2.0065e-05 |  |  | 0.405 | 0.79141 | 0.24224 | 6.186 | 0.0042934 | 0.6931% | 0.5008% | 3.4711e-05
[5 empty] | 0.41 | 0.81202 | 0.24297 | 6.4866 | 0.0026962 | 0.1455% | 0.5007% | 7.2852e-06 |  |  |  | 0.41 | 0.81202 | 0.24297 | 6.4866 | 0.0038979 | 0.4201% | 0.5007% | 2.1036e-05 |  |  | 0.41 | 0.81202 | 0.24297 | 6.4866 | 0.0045021 | 0.7267% | 0.5007% | 3.6388e-05
[5 empty] | 0.415 | 0.83257 | 0.24366 | 6.8009 | 0.0028268 | 0.1525% | 0.5007% | 7.6373e-06 |  |  |  | 0.415 | 0.83257 | 0.24366 | 6.8009 | 0.0040868 | 0.4404% | 0.5007% | 2.2051e-05 |  |  | 0.415 | 0.83257 | 0.24366 | 6.8009 | 0.0047202 | 0.7618% | 0.5007% | 3.8142e-05
[5 empty] | 0.42 | 0.85306 | 0.24431 | 7.1295 | 0.0029634 | 0.1599% | 0.5007% | 8.0053e-06 |  |  |  | 0.42 | 0.85306 | 0.24431 | 7.1295 | 0.0042842 | 0.4616% | 0.5007% | 2.3112e-05 |  |  | 0.42 | 0.85306 | 0.24431 | 7.1295 | 0.0049483 | 0.7984% | 0.5007% | 3.9974e-05
[5 empty] | 0.425 | 0.8735 | 0.24492 | 7.4731 | 0.0031062 | 0.1676% | 0.5006% | 8.3901e-06 |  |  |  | 0.425 | 0.8735 | 0.24492 | 7.4731 | 0.0044907 | 0.4838% | 0.5006% | 2.4221e-05 |  |  | 0.425 | 0.8735 | 0.24492 | 7.4731 | 0.0051867 | 0.8367% | 0.5006% | 4.1888e-05
[5 empty] | 0.43 | 0.89389 | 0.24549 | 7.8324 | 0.0032555 | 0.1756% | 0.5006% | 8.7923e-06 |  |  |  | 0.43 | 0.89389 | 0.24549 | 7.8324 | 0.0047066 | 0.507% | 0.5006% | 2.538e-05 |  |  | 0.43 | 0.89389 | 0.24549 | 7.8324 | 0.0054361 | 0.8768% | 0.5006% | 4.3889e-05
[5 empty] | 0.435 | 0.91424 | 0.24602 | 8.208 | 0.0034117 | 0.1841% | 0.5005% | 9.2128e-06 |  |  |  | 0.435 | 0.91424 | 0.24602 | 8.208 | 0.0049323 | 0.5313% | 0.5005% | 2.6592e-05 |  |  | 0.435 | 0.91424 | 0.24602 | 8.208 | 0.0056968 | 0.9186% | 0.5005% | 4.5981e-05
[5 empty] | 0.44 | 0.93454 | 0.24651 | 8.6008 | 0.0035749 | 0.1929% | 0.5005% | 9.6525e-06 |  |  |  | 0.44 | 0.93454 | 0.24651 | 8.6008 | 0.0051684 | 0.5566% | 0.5005% | 2.7859e-05 |  |  | 0.44 | 0.93454 | 0.24651 | 8.6008 | 0.0059694 | 0.9624% | 0.5005% | 4.8167e-05
[5 empty] | 0.445 | 0.9548 | 0.24697 | 9.0117 | 0.0037457 | 0.2021% | 0.5005% | 1.0112e-05 |  |  |  | 0.445 | 0.9548 | 0.24697 | 9.0117 | 0.0054152 | 0.5831% | 0.5005% | 2.9183e-05 |  |  | 0.445 | 0.9548 | 0.24697 | 9.0117 | 0.0062546 | 1.008% | 0.5005% | 5.0452e-05
[5 empty] | 0.45 | 0.97503 | 0.24738 | 9.4413 | 0.0039243 | 0.2117% | 0.5004% | 1.0593e-05 |  |  |  | 0.45 | 0.97503 | 0.24738 | 9.4413 | 0.0056734 | 0.6109% | 0.5004% | 3.0568e-05 |  |  | 0.45 | 0.97503 | 0.24738 | 9.4413 | 0.0065528 | 1.056% | 0.5004% | 5.284e-05
[5 empty] | 0.455 | 0.99523 | 0.24775 | 9.8908 | 0.0041111 | 0.2218% | 0.5004% | 1.1096e-05 |  |  |  | 0.455 | 0.99523 | 0.24775 | 9.8908 | 0.0059435 | 0.6398% | 0.5004% | 3.2016e-05 |  |  | 0.455 | 0.99523 | 0.24775 | 9.8908 | 0.0068647 | 1.106% | 0.5004% | 5.5337e-05
[5 empty] | 0.46 | 1.0154 | 0.24808 | 10.3609 | 0.0043065 | 0.2323% | 0.5003% | 1.1622e-05 |  |  |  | 0.46 | 1.0154 | 0.24808 | 10.3609 | 0.006226 | 0.6702% | 0.5003% | 3.353e-05 |  |  | 0.46 | 1.0154 | 0.24808 | 10.3609 | 0.007191 | 1.158% | 0.5003% | 5.7948e-05
[5 empty] | 0.465 | 1.0355 | 0.24838 | 10.8527 | 0.0045109 | 0.2433% | 0.5003% | 1.2172e-05 |  |  |  | 0.465 | 1.0355 | 0.24838 | 10.8527 | 0.0065216 | 0.7019% | 0.5003% | 3.5113e-05 |  |  | 0.465 | 1.0355 | 0.24838 | 10.8527 | 0.0075324 | 1.213% | 0.5003% | 6.0677e-05
[5 empty] | 0.47 | 1.0557 | 0.24863 | 11.3674 | 0.0047248 | 0.2548% | 0.5002% | 1.2747e-05 |  |  |  | 0.47 | 1.0557 | 0.24863 | 11.3674 | 0.0068308 | 0.735% | 0.5002% | 3.6769e-05 |  |  | 0.47 | 1.0557 | 0.24863 | 11.3674 | 0.0078896 | 1.27% | 0.5002% | 6.3531e-05
[5 empty] | 0.475 | 1.0758 | 0.24885 | 11.9059 | 0.0049487 | 0.2669% | 0.5002% | 1.3349e-05 |  |  |  | 0.475 | 1.0758 | 0.24885 | 11.9059 | 0.0071544 | 0.7697% | 0.5002% | 3.8501e-05 |  |  | 0.475 | 1.0758 | 0.24885 | 11.9059 | 0.0082633 | 1.33% | 0.5002% | 6.6515e-05
[5 empty] | 0.48 | 1.0958 | 0.24903 | 12.4694 | 0.0051829 | 0.2795% | 0.5002% | 1.3979e-05 |  |  |  | 0.48 | 1.0958 | 0.24903 | 12.4694 | 0.007493 | 0.806% | 0.5002% | 4.0313e-05 |  |  | 0.48 | 1.0958 | 0.24903 | 12.4694 | 0.0086544 | 1.392% | 0.5002% | 6.9636e-05
[5 empty] | 0.485 | 1.1159 | 0.24916 | 13.0592 | 0.0054281 | 0.2927% | 0.5001% | 1.4638e-05 |  |  |  | 0.485 | 1.1159 | 0.24916 | 13.0592 | 0.0078475 | 0.8439% | 0.5001% | 4.2208e-05 |  |  | 0.485 | 1.1159 | 0.24916 | 13.0592 | 0.0090638 | 1.458% | 0.5001% | 7.29e-05
[5 empty] | 0.49 | 1.136 | 0.24926 | 13.6767 | 0.0056847 | 0.3065% | 0.5001% | 1.5328e-05 |  |  |  | 0.49 | 1.136 | 0.24926 | 13.6767 | 0.0082185 | 0.8837% | 0.5001% | 4.4192e-05 |  |  | 0.49 | 1.136 | 0.24926 | 13.6767 | 0.0094924 | 1.526% | 0.5001% | 7.6314e-05
[5 empty] | 0.495 | 1.156 | 0.24932 | 14.3231 | 0.0059534 | 0.321% | 0.5001% | 1.605e-05 |  |  |  | 0.495 | 1.156 | 0.24932 | 14.3231 | 0.008607 | 0.9252% | 0.5001% | 4.6267e-05 |  |  | 0.495 | 1.156 | 0.24932 | 14.3231 | 0.009941 | 1.598% | 0.5001% | 7.9886e-05
[5 empty] | 0.5 | 1.1761 | 0.24934 | 15 | 0.0062348 | 0.3361% | 0.5% | 1.6806e-05 |  |  |  | 0.5 | 1.1761 | 0.24934 | 15 | 0.0090137 | 0.9688% | 0.5% | 4.8439e-05 |  |  | 0.5 | 1.1761 | 0.24934 | 15 | 0.010411 | 1.672% | 0.5% | 8.3623e-05
[5 empty] | 0.505 | 1.1961 | 0.24932 | 15.7089 | 0.0065294 | 0.352% | 0.5% | 1.7597e-05 |  |  |  | 0.505 | 1.1961 | 0.24932 | 15.7089 | 0.0094397 | 1.014% | 0.5% | 5.0713e-05 |  |  | 0.505 | 1.1961 | 0.24932 | 15.7089 | 0.010903 | 1.751% | 0.5% | 8.7533e-05
[5 empty] | 0.51 | 1.2162 | 0.24926 | 16.4513 | 0.006838 | 0.3686% | 0.4999% | 1.8426e-05 |  |  |  | 0.51 | 1.2162 | 0.24926 | 16.4513 | 0.0098859 | 1.062% | 0.4999% | 5.3093e-05 |  |  | 0.51 | 1.2162 | 0.24926 | 16.4513 | 0.011418 | 1.833% | 0.4999% | 9.1625e-05
[5 empty] | 0.515 | 1.2363 | 0.24916 | 17.2292 | 0.0071613 | 0.386% | 0.4999% | 1.9294e-05 |  |  |  | 0.515 | 1.2363 | 0.24916 | 17.2292 | 0.010353 | 1.112% | 0.4999% | 5.5585e-05 |  |  | 0.515 | 1.2363 | 0.24916 | 17.2292 | 0.011958 | 1.919% | 0.4999% | 9.5907e-05
[5 empty] | 0.52 | 1.2563 | 0.24903 | 18.0442 | 0.0075001 | 0.4042% | 0.4999% | 2.0203e-05 |  |  |  | 0.52 | 1.2563 | 0.24903 | 18.0442 | 0.010843 | 1.164% | 0.4999% | 5.8194e-05 |  |  | 0.52 | 1.2563 | 0.24903 | 18.0442 | 0.012524 | 2.008% | 0.4999% | 0.00010039
[5 empty] | 0.525 | 1.2764 | 0.24885 | 18.8983 | 0.0078551 | 0.4233% | 0.4998% | 2.1156e-05 |  |  |  | 0.525 | 1.2764 | 0.24885 | 18.8983 | 0.011356 | 1.219% | 0.4998% | 6.0927e-05 |  |  | 0.525 | 1.2764 | 0.24885 | 18.8983 | 0.013116 | 2.102% | 0.4998% | 0.00010508
[5 empty] | 0.53 | 1.2965 | 0.24863 | 19.7935 | 0.0082272 | 0.4433% | 0.4998% | 2.2154e-05 |  |  |  | 0.53 | 1.2965 | 0.24863 | 19.7935 | 0.011894 | 1.276% | 0.4998% | 6.3789e-05 |  |  | 0.53 | 1.2965 | 0.24863 | 19.7935 | 0.013738 | 2.201% | 0.4998% | 0.00011
[5 empty] | 0.535 | 1.3166 | 0.24838 | 20.7321 | 0.0086173 | 0.4643% | 0.4997% | 2.32e-05 |  |  |  | 0.535 | 1.3166 | 0.24838 | 20.7321 | 0.012458 | 1.336% | 0.4997% | 6.6789e-05 |  |  | 0.535 | 1.3166 | 0.24838 | 20.7321 | 0.014389 | 2.304% | 0.4997% | 0.00011514
[5 empty] | 0.54 | 1.3368 | 0.24808 | 21.7163 | 0.0090264 | 0.4862% | 0.4997% | 2.4297e-05 |  |  |  | 0.54 | 1.3368 | 0.24808 | 21.7163 | 0.01305 | 1.399% | 0.4997% | 6.9931e-05 |  |  | 0.54 | 1.3368 | 0.24808 | 21.7163 | 0.015072 | 2.412% | 0.4997% | 0.00012053
[5 empty] | 0.545 | 1.357 | 0.24775 | 22.7485 | 0.0094554 | 0.5093% | 0.4997% | 2.5447e-05 |  |  |  | 0.545 | 1.357 | 0.24775 | 22.7485 | 0.01367 | 1.466% | 0.4997% | 7.3225e-05 |  |  | 0.545 | 1.357 | 0.24775 | 22.7485 | 0.015789 | 2.525% | 0.4997% | 0.00012618
[5 empty] | 0.55 | 1.3771 | 0.24738 | 23.8314 | 0.0099055 | 0.5335% | 0.4996% | 2.6653e-05 |  |  |  | 0.55 | 1.3771 | 0.24738 | 23.8314 | 0.014321 | 1.535% | 0.4996% | 7.6678e-05 |  |  | 0.55 | 1.3771 | 0.24738 | 23.8314 | 0.01654 | 2.644% | 0.4996% | 0.0001321
[5 empty] | 0.555 | 1.3974 | 0.24697 | 24.9677 | 0.010378 | 0.5588% | 0.4996% | 2.7918e-05 |  |  |  | 0.555 | 1.3974 | 0.24697 | 24.9677 | 0.015003 | 1.607% | 0.4996% | 8.0298e-05 |  |  | 0.555 | 1.3974 | 0.24697 | 24.9677 | 0.017329 | 2.768% | 0.4996% | 0.00013829
[5 empty] | 0.56 | 1.4176 | 0.24651 | 26.1603 | 0.010874 | 0.5854% | 0.4995% | 2.9245e-05 |  |  |  | 0.56 | 1.4176 | 0.24651 | 26.1603 | 0.01572 | 1.683% | 0.4995% | 8.4094e-05 |  |  | 0.56 | 1.4176 | 0.24651 | 26.1603 | 0.018157 | 2.899% | 0.4995% | 0.00014479
[5 empty] | 0.565 | 1.4379 | 0.24602 | 27.4123 | 0.011394 | 0.6134% | 0.4995% | 3.0638e-05 |  |  |  | 0.565 | 1.4379 | 0.24602 | 27.4123 | 0.016472 | 1.763% | 0.4995% | 8.8075e-05 |  |  | 0.565 | 1.4379 | 0.24602 | 27.4123 | 0.019026 | 3.035% | 0.4995% | 0.0001516
[5 empty] | 0.57 | 1.4583 | 0.24549 | 28.727 | 0.01194 | 0.6427% | 0.4995% | 3.21e-05 |  |  |  | 0.57 | 1.4583 | 0.24549 | 28.727 | 0.017262 | 1.847% | 0.4995% | 9.2253e-05 |  |  | 0.57 | 1.4583 | 0.24549 | 28.727 | 0.019938 | 3.178% | 0.4995% | 0.00015874
[5 empty] | 0.575 | 1.4787 | 0.24492 | 30.1079 | 0.012514 | 0.6735% | 0.4994% | 3.3635e-05 |  |  |  | 0.575 | 1.4787 | 0.24492 | 30.1079 | 0.018092 | 1.935% | 0.4994% | 9.6636e-05 |  |  | 0.575 | 1.4787 | 0.24492 | 30.1079 | 0.020897 | 3.329% | 0.4994% | 0.00016623
[5 empty] | 0.58 | 1.4991 | 0.24431 | 31.5588 | 0.013117 | 0.7058% | 0.4994% | 3.5247e-05 |  |  |  | 0.58 | 1.4991 | 0.24431 | 31.5588 | 0.018964 | 2.027% | 0.4994% | 0.00010124 |  |  | 0.58 | 1.4991 | 0.24431 | 31.5588 | 0.021904 | 3.486% | 0.4994% | 0.00017409
[5 empty] | 0.585 | 1.5196 | 0.24366 | 33.0837 | 0.013751 | 0.7398% | 0.4993% | 3.6941e-05 |  |  |  | 0.585 | 1.5196 | 0.24366 | 33.0837 | 0.01988 | 2.124% | 0.4993% | 0.00010607 |  |  | 0.585 | 1.5196 | 0.24366 | 33.0837 | 0.022962 | 3.651% | 0.4993% | 0.00018233
[5 empty] | 0.59 | 1.5402 | 0.24297 | 34.6867 | 0.014418 | 0.7755% | 0.4993% | 3.8721e-05 |  |  |  | 0.59 | 1.5402 | 0.24297 | 34.6867 | 0.020844 | 2.226% | 0.4993% | 0.00011114 |  |  | 0.59 | 1.5402 | 0.24297 | 34.6867 | 0.024074 | 3.825% | 0.4993% | 0.00019098
[5 empty] | 0.595 | 1.5608 | 0.24224 | 36.3725 | 0.015118 | 0.8131% | 0.4992% | 4.0591e-05 |  |  |  | 0.595 | 1.5608 | 0.24224 | 36.3725 | 0.021857 | 2.333% | 0.4992% | 0.00011647 |  |  | 0.595 | 1.5608 | 0.24224 | 36.3725 | 0.025244 | 4.007% | 0.4992% | 0.00020005
[5 empty] | 0.6 | 1.5814 | 0.24146 | 38.1458 | 0.015855 | 0.8525% | 0.4992% | 4.2558e-05 |  |  |  | 0.6 | 1.5814 | 0.24146 | 38.1458 | 0.022922 | 2.445% | 0.4992% | 0.00012206 |  |  | 0.6 | 1.5814 | 0.24146 | 38.1458 | 0.026475 | 4.198% | 0.4992% | 0.00020958
[5 empty] | 0.605 | 1.6022 | 0.24065 | 40.0118 | 0.016631 | 0.894% | 0.4992% | 4.4627e-05 |  |  |  | 0.605 | 1.6022 | 0.24065 | 40.0118 | 0.024044 | 2.563% | 0.4992% | 0.00012795 |  |  | 0.605 | 1.6022 | 0.24065 | 40.0118 | 0.02777 | 4.399% | 0.4992% | 0.00021958
[5 empty] | 0.61 | 1.623 | 0.2398 | 41.9761 | 0.017447 | 0.9377% | 0.4991% | 4.6803e-05 |  |  |  | 0.61 | 1.623 | 0.2398 | 41.9761 | 0.025224 | 2.687% | 0.4991% | 0.00013413 |  |  | 0.61 | 1.623 | 0.2398 | 41.9761 | 0.029134 | 4.61% | 0.4991% | 0.00023009
[5 empty] | 0.615 | 1.6439 | 0.23891 | 44.0444 | 0.018307 | 0.9837% | 0.4991% | 4.9093e-05 |  |  |  | 0.615 | 1.6439 | 0.23891 | 44.0444 | 0.026467 | 2.818% | 0.4991% | 0.00014063 |  |  | 0.615 | 1.6439 | 0.23891 | 44.0444 | 0.030569 | 4.832% | 0.4991% | 0.00024113
[5 empty] | 0.62 | 1.6649 | 0.23797 | 46.2233 | 0.019213 | 1.032% | 0.499% | 5.1504e-05 |  |  |  | 0.62 | 1.6649 | 0.23797 | 46.2233 | 0.027776 | 2.955% | 0.499% | 0.00014747 |  |  | 0.62 | 1.6649 | 0.23797 | 46.2233 | 0.032081 | 5.064% | 0.499% | 0.00025272
[5 empty] | 0.625 | 1.6859 | 0.237 | 48.5193 | 0.020167 | 1.083% | 0.499% | 5.4044e-05 |  |  |  | 0.625 | 1.6859 | 0.237 | 48.5193 | 0.029156 | 3.1% | 0.499% | 0.00015467 |  |  | 0.625 | 1.6859 | 0.237 | 48.5193 | 0.033675 | 5.309% | 0.499% | 0.00026491
[5 empty] | 0.63 | 1.7071 | 0.23598 | 50.9397 | 0.021173 | 1.137% | 0.4989% | 5.6719e-05 |  |  |  | 0.63 | 1.7071 | 0.23598 | 50.9397 | 0.03061 | 3.252% | 0.4989% | 0.00016224 |  |  | 0.63 | 1.7071 | 0.23598 | 50.9397 | 0.035355 | 5.567% | 0.4989% | 0.00027773
[5 empty] | 0.635 | 1.7283 | 0.23492 | 53.4924 | 0.022234 | 1.193% | 0.4989% | 5.9538e-05 |  |  |  | 0.635 | 1.7283 | 0.23492 | 53.4924 | 0.032144 | 3.412% | 0.4989% | 0.00017022 |  |  | 0.635 | 1.7283 | 0.23492 | 53.4924 | 0.037127 | 5.837% | 0.4989% | 0.0002912
[5 empty] | 0.64 | 1.7496 | 0.23382 | 56.1856 | 0.023354 | 1.253% | 0.4988% | 6.2511e-05 |  |  |  | 0.64 | 1.7496 | 0.23382 | 56.1856 | 0.033763 | 3.581% | 0.4988% | 0.00017861 |  |  | 0.64 | 1.7496 | 0.23382 | 56.1856 | 0.038996 | 6.122% | 0.4988% | 0.00030537
[5 empty] | 0.645 | 1.7711 | 0.23268 | 59.0284 | 0.024535 | 1.316% | 0.4988% | 6.5646e-05 |  |  |  | 0.645 | 1.7711 | 0.23268 | 59.0284 | 0.035471 | 3.758% | 0.4988% | 0.00018746 |  |  | 0.645 | 1.7711 | 0.23268 | 59.0284 | 0.040969 | 6.422% | 0.4988% | 0.00032029
[5 empty] | 0.65 | 1.7926 | 0.2315 | 62.0303 | 0.025783 | 1.383% | 0.4987% | 6.8954e-05 |  |  |  | 0.65 | 1.7926 | 0.2315 | 62.0303 | 0.037275 | 3.946% | 0.4987% | 0.00019678 |  |  | 0.65 | 1.7926 | 0.2315 | 62.0303 | 0.043052 | 6.737% | 0.4987% | 0.00033598
[5 empty] | 0.655 | 1.8143 | 0.23027 | 65.2018 | 0.027101 | 1.453% | 0.4987% | 7.2447e-05 |  |  |  | 0.655 | 1.8143 | 0.23027 | 65.2018 | 0.039181 | 4.143% | 0.4987% | 0.00020661 |  |  | 0.655 | 1.8143 | 0.23027 | 65.2018 | 0.045254 | 7.069% | 0.4987% | 0.0003525
[5 empty] | 0.66 | 1.836 | 0.22901 | 68.5539 | 0.028494 | 1.527% | 0.4986% | 7.6134e-05 |  |  |  | 0.66 | 1.836 | 0.22901 | 68.5539 | 0.041195 | 4.352% | 0.4986% | 0.00021697 |  |  | 0.66 | 1.836 | 0.22901 | 68.5539 | 0.04758 | 7.418% | 0.4986% | 0.00036989
[5 empty] | 0.665 | 1.8579 | 0.2277 | 72.0988 | 0.029968 | 1.605% | 0.4986% | 8.0031e-05 |  |  |  | 0.665 | 1.8579 | 0.2277 | 72.0988 | 0.043325 | 4.571% | 0.4986% | 0.00022791 |  |  | 0.665 | 1.8579 | 0.2277 | 72.0988 | 0.05004 | 7.787% | 0.4986% | 0.00038821
[5 empty] | 0.67 | 1.88 | 0.22634 | 75.8494 | 0.031527 | 1.688% | 0.4985% | 8.4149e-05 |  |  |  | 0.67 | 1.88 | 0.22634 | 75.8494 | 0.045579 | 4.803% | 0.4985% | 0.00023945 |  |  | 0.67 | 1.88 | 0.22634 | 75.8494 | 0.052644 | 8.175% | 0.4985% | 0.00040751
[5 empty] | 0.675 | 1.9021 | 0.22495 | 79.8198 | 0.033177 | 1.776% | 0.4984% | 8.8505e-05 |  |  |  | 0.675 | 1.9021 | 0.22495 | 79.8198 | 0.047965 | 5.048% | 0.4984% | 0.00025163 |  |  | 0.675 | 1.9021 | 0.22495 | 79.8198 | 0.055399 | 8.584% | 0.4984% | 0.00042785
[5 empty] | 0.68 | 1.9244 | 0.22351 | 84.0252 | 0.034925 | 1.868% | 0.4984% | 9.3113e-05 |  |  |  | 0.68 | 1.9244 | 0.22351 | 84.0252 | 0.050492 | 5.307% | 0.4984% | 0.0002645 |  |  | 0.68 | 1.9244 | 0.22351 | 84.0252 | 0.058318 | 9.015% | 0.4984% | 0.0004493
[5 empty] | 0.685 | 1.9469 | 0.22202 | 88.4819 | 0.036777 | 1.966% | 0.4983% | 9.7991e-05 |  |  |  | 0.685 | 1.9469 | 0.22202 | 88.4819 | 0.05317 | 5.581% | 0.4983% | 0.0002781 |  |  | 0.685 | 1.9469 | 0.22202 | 88.4819 | 0.061411 | 9.47% | 0.4983% | 0.0004719
[5 empty] | 0.69 | 1.9695 | 0.2205 | 93.2077 | 0.038742 | 2.07% | 0.4983% | 0.00010316 |  |  |  | 0.69 | 1.9695 | 0.2205 | 93.2077 | 0.05601 | 5.87% | 0.4983% | 0.00029247 |  |  | 0.69 | 1.9695 | 0.2205 | 93.2077 | 0.064691 | 9.95% | 0.4983% | 0.00049575
[5 empty] | 0.695 | 1.9922 | 0.21892 | 98.222 | 0.040826 | 2.18% | 0.4982% | 0.00010863 |  |  |  | 0.695 | 1.9922 | 0.21892 | 98.222 | 0.059023 | 6.176% | 0.4982% | 0.00030767 |  |  | 0.695 | 1.9922 | 0.21892 | 98.222 | 0.068171 | 10.46% | 0.4982% | 0.00052091
[5 empty] | 0.7 | 2.0151 | 0.21731 | 103.5457 | 0.043039 | 2.297% | 0.4981% | 0.00011444 |  |  |  | 0.7 | 2.0151 | 0.21731 | 103.5457 | 0.062222 | 6.499% | 0.4981% | 0.00032375 |  |  | 0.7 | 2.0151 | 0.21731 | 103.5457 | 0.071866 | 10.99% | 0.4981% | 0.00054747
[5 empty] | 0.705 | 2.0382 | 0.21565 | 109.2016 | 0.04539 | 2.421% | 0.4981% | 0.0001206 |  |  |  | 0.705 | 2.0382 | 0.21565 | 109.2016 | 0.065621 | 6.842% | 0.4981% | 0.00034077 |  |  | 0.705 | 2.0382 | 0.21565 | 109.2016 | 0.075792 | 11.55% | 0.4981% | 0.0005755
[5 empty] | 0.71 | 2.0615 | 0.21394 | 115.2144 | 0.047889 | 2.553% | 0.498% | 0.00012713 |  |  |  | 0.71 | 2.0615 | 0.21394 | 115.2144 | 0.069234 | 7.205% | 0.498% | 0.00035879 |  |  | 0.71 | 2.0615 | 0.21394 | 115.2144 | 0.079965 | 12.15% | 0.498% | 0.0006051
[5 empty] | 0.715 | 2.085 | 0.21219 | 121.6112 | 0.050548 | 2.693% | 0.4979% | 0.00013408 |  |  |  | 0.715 | 2.085 | 0.21219 | 121.6112 | 0.073078 | 7.589% | 0.4979% | 0.00037789 |  |  | 0.715 | 2.085 | 0.21219 | 121.6112 | 0.084405 | 12.78% | 0.4979% | 0.00063636
[5 empty] | 0.72 | 2.1086 | 0.21039 | 128.4215 | 0.053378 | 2.841% | 0.4979% | 0.00014146 |  |  |  | 0.72 | 2.1086 | 0.21039 | 128.4215 | 0.07717 | 7.997% | 0.4979% | 0.00039812 |  |  | 0.72 | 2.1086 | 0.21039 | 128.4215 | 0.089131 | 13.45% | 0.4979% | 0.00066939
[5 empty] | 0.725 | 2.1325 | 0.20854 | 135.6774 | 0.056394 | 2.999% | 0.4978% | 0.00014931 |  |  |  | 0.725 | 2.1325 | 0.20854 | 135.6774 | 0.081531 | 8.429% | 0.4978% | 0.00041958 |  |  | 0.725 | 2.1325 | 0.20854 | 135.6774 | 0.094167 | 14.15% | 0.4978% | 0.0007043
[5 empty] | 0.73 | 2.1566 | 0.20665 | 143.4142 | 0.05961 | 3.168% | 0.4977% | 0.00015766 |  |  |  | 0.73 | 2.1566 | 0.20665 | 143.4142 | 0.08618 | 8.887% | 0.4977% | 0.00044234 |  |  | 0.73 | 2.1566 | 0.20665 | 143.4142 | 0.099537 | 14.89% | 0.4977% | 0.0007412
[5 empty] | 0.735 | 2.1809 | 0.20471 | 151.6704 | 0.063042 | 3.347% | 0.4976% | 0.00016656 |  |  |  | 0.735 | 2.1809 | 0.20471 | 151.6704 | 0.091141 | 9.374% | 0.4976% | 0.0004665 |  |  | 0.735 | 2.1809 | 0.20471 | 151.6704 | 0.10527 | 15.68% | 0.4976% | 0.00078022
[5 empty] | 0.74 | 2.2054 | 0.20273 | 160.4885 | 0.066707 | 3.538% | 0.4976% | 0.00017604 |  |  |  | 0.74 | 2.2054 | 0.20273 | 160.4885 | 0.09644 | 9.891% | 0.4976% | 0.00049216 |  |  | 0.74 | 2.2054 | 0.20273 | 160.4885 | 0.11139 | 16.51% | 0.4976% | 0.00082149
[5 empty] | 0.745 | 2.2302 | 0.20069 | 169.9149 | 0.070625 | 3.742% | 0.4975% | 0.00018615 |  |  |  | 0.745 | 2.2302 | 0.20069 | 169.9149 | 0.1021 | 10.44% | 0.4975% | 0.00051941 |  |  | 0.745 | 2.2302 | 0.20069 | 169.9149 | 0.11793 | 17.39% | 0.4975% | 0.00086514
[5 empty] | 0.75 | 2.2553 | 0.19861 | 180.001 | 0.074817 | 3.96% | 0.4974% | 0.00019695 |  |  |  | 0.75 | 2.2553 | 0.19861 | 180.001 | 0.10817 | 11.03% | 0.4974% | 0.00054838 |  |  | 0.75 | 2.2553 | 0.19861 | 180.001 | 0.12493 | 18.32% | 0.4974% | 0.00091132
[5 empty] | 0.755 | 2.2806 | 0.19648 | 190.8031 | 0.079307 | 4.192% | 0.4973% | 0.00020848 |  |  |  | 0.755 | 2.2806 | 0.19648 | 190.8031 | 0.11466 | 11.65% | 0.4973% | 0.0005792 |  |  | 0.755 | 2.2806 | 0.19648 | 190.8031 | 0.13243 | 19.31% | 0.4973% | 0.00096019
[5 empty] | 0.76 | 2.3062 | 0.1943 | 202.3836 | 0.084121 | 4.441% | 0.4972% | 0.0002208 |  |  |  | 0.76 | 2.3062 | 0.1943 | 202.3836 | 0.12162 | 12.31% | 0.4972% | 0.00061198 |  |  | 0.76 | 2.3062 | 0.1943 | 202.3836 | 0.14047 | 20.35% | 0.4972% | 0.0010119
[5 empty] | 0.765 | 2.3321 | 0.19206 | 214.8116 | 0.089286 | 4.707% | 0.4971% | 0.00023399 |  |  |  | 0.765 | 2.3321 | 0.19206 | 214.8116 | 0.12908 | 13.01% | 0.4971% | 0.00064688 |  |  | 0.765 | 2.3321 | 0.19206 | 214.8116 | 0.14909 | 21.46% | 0.4971% | 0.0010667
[5 empty] | 0.77 | 2.3582 | 0.18978 | 228.1635 | 0.094836 | 4.992% | 0.497% | 0.00024812 |  |  |  | 0.77 | 2.3582 | 0.18978 | 228.1635 | 0.13711 | 13.76% | 0.497% | 0.00068405 |  |  | 0.77 | 2.3582 | 0.18978 | 228.1635 | 0.15836 | 22.63% | 0.497% | 0.0011246
[5 empty] | 0.775 | 2.3848 | 0.18745 | 242.5243 | 0.10081 | 5.298% | 0.4969% | 0.00026326 |  |  |  | 0.775 | 2.3848 | 0.18745 | 242.5243 | 0.14574 | 14.56% | 0.4969% | 0.00072365 |  |  | 0.775 | 2.3848 | 0.18745 | 242.5243 | 0.16832 | 23.87% | 0.4969% | 0.0011859
[5 empty] | 0.78 | 2.4116 | 0.18506 | 257.9885 | 0.10723 | 5.626% | 0.4968% | 0.0002795 |  |  |  | 0.78 | 2.4116 | 0.18506 | 257.9885 | 0.15503 | 15.42% | 0.4968% | 0.00076588 |  |  | 0.78 | 2.4116 | 0.18506 | 257.9885 | 0.17906 | 25.18% | 0.4968% | 0.0012509
[5 empty] | 0.785 | 2.4388 | 0.18262 | 274.6616 | 0.11416 | 5.979% | 0.4967% | 0.00029695 |  |  |  | 0.785 | 2.4388 | 0.18262 | 274.6616 | 0.16505 | 16.33% | 0.4967% | 0.00081092 |  |  | 0.785 | 2.4388 | 0.18262 | 274.6616 | 0.19063 | 26.57% | 0.4967% | 0.0013196
[5 empty] | 0.79 | 2.4664 | 0.18013 | 292.6613 | 0.12164 | 6.358% | 0.4966% | 0.0003157 |  |  |  | 0.79 | 2.4664 | 0.18013 | 292.6613 | 0.17586 | 17.3% | 0.4966% | 0.00085898 |  |  | 0.79 | 2.4664 | 0.18013 | 292.6613 | 0.20312 | 28.04% | 0.4966% | 0.0013923
[5 empty] | 0.795 | 2.4943 | 0.17758 | 312.1196 | 0.12973 | 6.766% | 0.4964% | 0.00033588 |  |  |  | 0.795 | 2.4943 | 0.17758 | 312.1196 | 0.18756 | 18.34% | 0.4964% | 0.00091028 |  |  | 0.795 | 2.4943 | 0.17758 | 312.1196 | 0.21663 | 29.6% | 0.4964% | 0.0014693
[5 empty] | 0.8 | 2.5227 | 0.17498 | 333.1848 | 0.13849 | 7.206% | 0.4963% | 0.00035762 |  |  |  | 0.8 | 2.5227 | 0.17498 | 333.1848 | 0.20022 | 19.45% | 0.4963% | 0.00096508 |  |  | 0.8 | 2.5227 | 0.17498 | 333.1848 | 0.23125 | 31.25% | 0.4963% | 0.0015507
[5 empty] | 0.805 | 2.5515 | 0.17232 | 356.0238 | 0.14798 | 7.68% | 0.4962% | 0.00038106 |  |  |  | 0.805 | 2.5515 | 0.17232 | 356.0238 | 0.21394 | 20.63% | 0.4962% | 0.0010236 |  |  | 0.805 | 2.5515 | 0.17232 | 356.0238 | 0.2471 | 32.99% | 0.4962% | 0.0016368
[5 empty] | 0.81 | 2.5807 | 0.1696 | 380.8249 | 0.15829 | 8.193% | 0.496% | 0.00040637 |  |  |  | 0.81 | 2.5807 | 0.1696 | 380.8249 | 0.22884 | 21.9% | 0.496% | 0.0010862 |  |  | 0.81 | 2.5807 | 0.1696 | 380.8249 | 0.26431 | 34.83% | 0.496% | 0.0017277
[5 empty] | 0.815 | 2.6104 | 0.16683 | 407.8013 | 0.1695 | 8.747% | 0.4959% | 0.00043373 |  |  |  | 0.815 | 2.6104 | 0.16683 | 407.8013 | 0.24505 | 23.25% | 0.4959% | 0.0011531 |  |  | 0.815 | 2.6104 | 0.16683 | 407.8013 | 0.28304 | 36.78% | 0.4959% | 0.0018237
[5 empty] | 0.82 | 2.6407 | 0.164 | 437.1952 | 0.18172 | 9.347% | 0.4957% | 0.00046334 |  |  |  | 0.82 | 2.6407 | 0.164 | 437.1952 | 0.26272 | 24.7% | 0.4957% | 0.0012246 |  |  | 0.82 | 2.6407 | 0.164 | 437.1952 | 0.30344 | 38.83% | 0.4957% | 0.001925
[5 empty] | 0.825 | 2.6714 | 0.16111 | 469.2822 | 0.19506 | 9.997% | 0.4956% | 0.00049542 |  |  |  | 0.825 | 2.6714 | 0.16111 | 469.2822 | 0.282 | 26.26% | 0.4956% | 0.0013011 |  |  | 0.825 | 2.6714 | 0.16111 | 469.2822 | 0.32571 | 41% | 0.4956% | 0.0020318
[5 empty] | 0.83 | 2.7028 | 0.15816 | 504.3775 | 0.20964 | 10.7% | 0.4954% | 0.00053023 |  |  |  | 0.83 | 2.7028 | 0.15816 | 504.3775 | 0.30309 | 27.92% | 0.4954% | 0.0013829 |  |  | 0.83 | 2.7028 | 0.15816 | 504.3775 | 0.35007 | 43.28% | 0.4954% | 0.0021442
[5 empty] | 0.835 | 2.7347 | 0.15515 | 542.842 | 0.22563 | 11.47% | 0.4952% | 0.00056804 |  |  |  | 0.835 | 2.7347 | 0.15515 | 542.842 | 0.3262 | 29.69% | 0.4952% | 0.0014704 |  |  | 0.835 | 2.7347 | 0.15515 | 542.842 | 0.37676 | 45.68% | 0.4952% | 0.0022622
[5 empty] | 0.84 | 2.7672 | 0.15207 | 585.0916 | 0.24319 | 12.31% | 0.495% | 0.00060917 |  |  |  | 0.84 | 2.7672 | 0.15207 | 585.0916 | 0.35159 | 31.59% | 0.495% | 0.0015639 |  |  | 0.84 | 2.7672 | 0.15207 | 585.0916 | 0.40609 | 48.2% | 0.495% | 0.0023861
[5 empty] | 0.845 | 2.8004 | 0.14893 | 631.6064 | 0.26253 | 13.22% | 0.4948% | 0.00065398 |  |  |  | 0.845 | 2.8004 | 0.14893 | 631.6064 | 0.37954 | 33.63% | 0.4948% | 0.0016639 |  |  | 0.845 | 2.8004 | 0.14893 | 631.6064 | 0.43837 | 50.84% | 0.4948% | 0.0025156
[5 empty] | 0.85 | 2.8344 | 0.14572 | 682.9434 | 0.28387 | 14.21% | 0.4946% | 0.00070285 |  |  |  | 0.85 | 2.8344 | 0.14572 | 682.9434 | 0.41039 | 35.8% | 0.4946% | 0.0017707 |  |  | 0.85 | 2.8344 | 0.14572 | 682.9434 | 0.474 | 53.6% | 0.4946% | 0.0026509
[5 empty] | 0.855 | 2.8691 | 0.14245 | 739.7515 | 0.30748 | 15.3% | 0.4943% | 0.00075625 |  |  |  | 0.855 | 2.8691 | 0.14245 | 739.7515 | 0.44453 | 38.13% | 0.4943% | 0.0018847 |  |  | 0.855 | 2.8691 | 0.14245 | 739.7515 | 0.51343 | 56.47% | 0.4943% | 0.0027915
[5 empty] | 0.86 | 2.9046 | 0.13911 | 802.7905 | 0.33368 | 16.49% | 0.4941% | 0.00081465 |  |  |  | 0.86 | 2.9046 | 0.13911 | 802.7905 | 0.48241 | 40.61% | 0.4941% | 0.0020063 |  |  | 0.86 | 2.9046 | 0.13911 | 802.7905 | 0.55718 | 59.45% | 0.4941% | 0.0029372
[5 empty] | 0.865 | 2.941 | 0.1357 | 872.954 | 0.36284 | 17.79% | 0.4938% | 0.00087864 |  |  |  | 0.865 | 2.941 | 0.1357 | 872.954 | 0.52457 | 43.25% | 0.4938% | 0.0021357 |  |  | 0.865 | 2.941 | 0.1357 | 872.954 | 0.60588 | 62.53% | 0.4938% | 0.0030875
[5 empty] | 0.87 | 2.9783 | 0.13222 | 951.2991 | 0.39541 | 19.23% | 0.4935% | 0.00094883 |  |  |  | 0.87 | 2.9783 | 0.13222 | 951.2991 | 0.57165 | 46.06% | 0.4935% | 0.0022733 |  |  | 0.87 | 2.9783 | 0.13222 | 951.2991 | 0.66025 | 65.69% | 0.4935% | 0.0032416
[5 empty] | 0.875 | 3.0167 | 0.12866 | 1039.0831 | 0.43189 | 20.8% | 0.4932% | 0.0010259 |  |  |  | 0.875 | 3.0167 | 0.12866 | 1039.0831 | 0.6244 | 49.05% | 0.4932% | 0.0024192 |  |  | 0.875 | 3.0167 | 0.12866 | 1039.0831 | 0.72118 | 68.91% | 0.4932% | 0.0033986
[5 empty] | 0.88 | 3.0561 | 0.12503 | 1137.811 | 0.47293 | 22.54% | 0.4928% | 0.0011108 |  |  |  | 0.88 | 3.0561 | 0.12503 | 1137.811 | 0.68373 | 52.21% | 0.4928% | 0.0025733 |  |  | 0.88 | 3.0561 | 0.12503 | 1137.811 | 0.7897 | 72.18% | 0.4928% | 0.0035572
[5 empty] | 0.885 | 3.0967 | 0.12131 | 1249.2962 | 0.51927 | 24.45% | 0.4925% | 0.0012042 |  |  |  | 0.885 | 3.0967 | 0.12131 | 1249.2962 | 0.75072 | 55.55% | 0.4925% | 0.0027357 |  |  | 0.885 | 3.0967 | 0.12131 | 1249.2962 | 0.86708 | 75.46% | 0.4925% | 0.003716
[5 empty] | 0.89 | 3.1385 | 0.11752 | 1375.7396 | 0.57183 | 26.57% | 0.4921% | 0.0013073 |  |  |  | 0.89 | 3.1385 | 0.11752 | 1375.7396 | 0.8267 | 59.05% | 0.4921% | 0.0029057 |  |  | 0.89 | 3.1385 | 0.11752 | 1375.7396 | 0.95484 | 78.71% | 0.4921% | 0.003873
[5 empty] | 0.895 | 3.1818 | 0.11365 | 1519.8333 | 0.63172 | 28.9% | 0.4916% | 0.001421 |  |  |  | 0.895 | 3.1818 | 0.11365 | 1519.8333 | 0.91329 | 62.71% | 0.4916% | 0.0030829 |  |  | 0.895 | 3.1818 | 0.11365 | 1519.8333 | 1.0548 | 81.89% | 0.4916% | 0.0040261
[5 empty] | 0.9 | 3.2266 | 0.10969 | 1684.8986 | 0.70033 | 31.49% | 0.4912% | 0.0015466 |  |  |  | 0.9 | 3.2266 | 0.10969 | 1684.8986 | 1.0125 | 66.5% | 0.4912% | 0.0032659 |  |  | 0.9 | 3.2266 | 0.10969 | 1684.8986 | 1.1694 | 84.96% | 0.4912% | 0.0041728
[5 empty] | 0.905 | 3.273 | 0.10564 | 1875.0715 | 0.77937 | 34.35% | 0.4906% | 0.0016854 |  |  |  | 0.905 | 3.273 | 0.10564 | 1875.0715 | 1.1268 | 70.39% | 0.4906% | 0.0034532 |  |  | 0.905 | 3.273 | 0.10564 | 1875.0715 | 1.3014 | 87.86% | 0.4906% | 0.0043103
[5 empty] | 0.91 | 3.3213 | 0.10149 | 2095.5562 | 0.87102 | 37.52% | 0.49% | 0.0018387 |  |  |  | 0.91 | 3.3213 | 0.10149 | 2095.5562 | 1.2593 | 74.33% | 0.49% | 0.0036426 |  |  | 0.91 | 3.3213 | 0.10149 | 2095.5562 | 1.4544 | 90.52% | 0.49% | 0.0044358
[5 empty] | 0.915 | 3.3716 | 0.097255 | 2352.9752 | 0.97801 | 41.03% | 0.4894% | 0.0020078 |  |  |  | 0.915 | 3.3716 | 0.097255 | 2352.9752 | 1.4139 | 78.28% | 0.4894% | 0.0038309 |  |  | 0.915 | 3.3716 | 0.097255 | 2352.9752 | 1.6331 | 92.9% | 0.4894% | 0.0045464
[5 empty] | 0.92 | 3.4242 | 0.092916 | 2655.8635 | 1.1039 | 44.91% | 0.4886% | 0.0021942 |  |  |  | 0.92 | 3.4242 | 0.092916 | 2655.8635 | 1.5959 | 82.16% | 0.4886% | 0.0040145 |  |  | 0.92 | 3.4242 | 0.092916 | 2655.8635 | 1.8433 | 94.95% | 0.4886% | 0.0046397
[5 empty] | 0.925 | 3.4793 | 0.088472 | 3015.377 | 1.2533 | 49.18% | 0.4878% | 0.0023988 |  |  |  | 0.925 | 3.4793 | 0.088472 | 3015.377 | 1.812 | 85.87% | 0.4878% | 0.0041888 |  |  | 0.925 | 3.4793 | 0.088472 | 3015.377 | 2.0928 | 96.63% | 0.4878% | 0.0047136
[5 empty] | 0.93 | 3.5374 | 0.083917 | 3446.3303 | 1.4325 | 53.86% | 0.4868% | 0.0026223 |  |  |  | 0.93 | 3.5374 | 0.083917 | 3446.3303 | 2.0709 | 89.32% | 0.4868% | 0.0043485 |  |  | 0.93 | 3.5374 | 0.083917 | 3446.3303 | 2.3919 | 97.92% | 0.4868% | 0.0047674
[5 empty] | 0.935 | 3.5987 | 0.079246 | 3968.7549 | 1.6496 | 58.97% | 0.4858% | 0.0028644 |  |  |  | 0.935 | 3.5987 | 0.079246 | 3968.7549 | 2.3849 | 92.39% | 0.4858% | 0.0044879 |  |  | 0.935 | 3.5987 | 0.079246 | 3968.7549 | 2.7545 | 98.85% | 0.4858% | 0.0048016
[5 empty] | 0.94 | 3.6637 | 0.074452 | 4610.2981 | 1.9163 | 64.47% | 0.4845% | 0.0031235 |  |  |  | 0.94 | 3.6637 | 0.074452 | 4610.2981 | 2.7704 | 94.98% | 0.4845% | 0.0046018 |  |  | 0.94 | 3.6637 | 0.074452 | 4610.2981 | 3.1998 | 99.44% | 0.4845% | 0.0048178
[5 empty] | 0.945 | 3.7332 | 0.069526 | 5410.0376 | 2.2487 | 70.31% | 0.483% | 0.0033959 |  |  |  | 0.945 | 3.7332 | 0.069526 | 5410.0376 | 3.251 | 97.01% | 0.483% | 0.0046858 |  |  | 0.945 | 3.7332 | 0.069526 | 5410.0376 | 3.7549 | 99.77% | 0.483% | 0.004819
[5 empty] | 0.95 | 3.8079 | 0.06446 | 6424.7623 | 2.6705 | 76.36% | 0.4812% | 0.0036745 |  |  |  | 0.95 | 3.8079 | 0.06446 | 6424.7623 | 3.8607 | 98.45% | 0.4812% | 0.004738 |  |  | 0.95 | 3.8079 | 0.06446 | 6424.7623 | 4.4591 | 99.93% | 0.4812% | 0.0048089
[5 empty] | 0.955 | 3.8887 | 0.059242 | 7739.7618 | 3.217 | 82.4% | 0.4791% | 0.0039476 |  |  |  | 0.955 | 3.8887 | 0.059242 | 7739.7618 | 4.6509 | 99.34% | 0.4791% | 0.0047594 |  |  | 0.955 | 3.8887 | 0.059242 | 7739.7618 | 5.3718 | 99.98% | 0.4791% | 0.0047901
[5 empty] | 0.96 | 3.9772 | 0.053859 | 9488.3124 | 3.9438 | 88.11% | 0.4764% | 0.004198 |  |  |  | 0.96 | 3.9772 | 0.053859 | 9488.3124 | 5.7017 | 99.79% | 0.4764% | 0.0047543 |  |  | 0.96 | 3.9772 | 0.053859 | 9488.3124 | 6.5854 | 100% | 0.4764% | 0.0047643
[5 empty] | 0.965 | 4.0751 | 0.048294 | 11889.0824 | 4.9417 | 93.06% | 0.4731% | 0.0044027 |  |  |  | 0.965 | 4.0751 | 0.048294 | 11889.0824 | 7.1443 | 99.96% | 0.4731% | 0.0047287 |  |  | 0.965 | 4.0751 | 0.048294 | 11889.0824 | 8.2517 | 100% | 0.4731% | 0.0047308
[5 empty] | 0.97 | 4.1854 | 0.042526 | 15323.6079 | 6.3693 | 96.79% | 0.4687% | 0.0045366 |  |  |  | 0.97 | 4.1854 | 0.042526 | 15323.6079 | 9.2082 | 100% | 0.4687% | 0.0046867 |  |  | 0.97 | 4.1854 | 0.042526 | 15323.6079 | 10.6354 | 100% | 0.4687% | 0.0046869
[5 empty] | 0.975 | 4.312 | 0.036528 | 20513.2104 | 8.5263 | 99% | 0.4627% | 0.0045808 |  |  |  | 0.975 | 4.312 | 0.036528 | 20513.2104 | 12.3267 | 100% | 0.4627% | 0.0046271 |  |  | 0.975 | 4.312 | 0.036528 | 20513.2104 | 14.2373 | 100% | 0.4627% | 0.0046271
[5 empty] | 0.98 | 4.4621 | 0.030261 | 28979.4084 | 12.0453 | 99.85% | 0.4541% | 0.0045341 |  |  |  | 0.98 | 4.4621 | 0.030261 | 28979.4084 | 17.4141 | 100% | 0.4541% | 0.0045409 |  |  | 0.98 | 4.4621 | 0.030261 | 28979.4084 | 20.1133 | 100% | 0.4541% | 0.0045409
[5 empty] | 0.985 | 4.6482 | 0.023669 | 44487.281 | 18.4911 | 100% | 0.4406% | 0.0044057 |  |  |  | 0.985 | 4.6482 | 0.023669 | 44487.281 | 26.7331 | 100% | 0.4406% | 0.0044059 |  |  | 0.985 | 4.6482 | 0.023669 | 44487.281 | 30.8766 | 100% | 0.4406% | 0.0044059
[5 empty] | 0.99 | 4.8982 | 0.016658 | 79113.0007 | 32.8833 | 100% | 0.4165% | 0.0041646 |  |  |  | 0.99 | 4.8982 | 0.016658 | 79113.0007 | 47.5402 | 100% | 0.4165% | 0.0041646 |  |  | 0.99 | 4.8982 | 0.016658 | 79113.0007 | 54.9087 | 100% | 0.4165% | 0.0041646
[5 empty] | 0.995 | 5.2974 | 0.0090373 | 198343.5786 | 82.4415 | 100% | 0.3607% | 0.0036074 |  |  |  | 0.995 | 5.2974 | 0.0090373 | 198343.5786 | 119.1875 | 100% | 0.3607% | 0.0036074 |  |  | 0.995 | 5.2974 | 0.0090373 | 198343.5786 | 137.6611 | 100% | 0.3607% | 0.0036074
|  |  |  | 4 | HRV: Standing, Speaking | 1 | hr | 0 | 0.83 |  |  | R(ERq) |  |  |  | HRV: Standing, Speaking | 2 | hr | 0 | 0.83 |  |  | R(ERq) |  |  | HRV: Standing, Speaking | 3 | hr | 0 | 0.83 |  |  | R(ERq)
[5 empty] | Percentile Increment | log10ERq | pdf log10ERq | ERq | Avg quanta/m3 | PI(ERq) | PERq | PI(ERq)*PERq | Risk = | 0.0010307 |  | Percentile Increment | log10ERq | pdf log10ERq | ERq | Avg quanta/m3 | PI(ERq) | PERq | PI(ERq)*PERq | Risk = | 0.0029563 | Percentile Increment | log10ERq | pdf log10ERq | ERq | Avg quanta/m3 | PI(ERq) | PERq | PI(ERq)*PERq | Risk = | 0.0050768
[5 empty] | 0.005 | -2.1379 | 0.017421 | 0.0072788 | 3.0254e-06 | 0.0001634% |  | 0 | Percentile = | 0.785 |  | 0.005 | -2.1379 | 0.017421 | 0.0072788 | 4.374e-06 | 0.0004724% |  | 0 | Percentile = | 0.785 | 0.005 | -2.1379 | 0.017421 | 0.0072788 | 5.0519e-06 | 0.0008184% |  | 0 | Percentile = | 0.785
[5 empty] | 0.01 | -1.9309 | 0.032111 | 0.011725 | 4.8737e-06 | 0.0002632% | 0.6649% | 1.7499e-08 | R(ERq)max = | 0.01095% |  | 0.01 | -1.9309 | 0.032111 | 0.011725 | 7.046e-06 | 0.000761% | 0.6649% | 5.0598e-08 | R(ERq)max = | 0.03077% | 0.01 | -1.9309 | 0.032111 | 0.011725 | 8.1381e-06 | 0.001318% | 0.6649% | 8.7661e-08 | R(ERq)max = | 0.05163%
[5 empty] | 0.015 | -1.8012 | 0.045627 | 0.015806 | 6.5698e-06 | 0.0003548% | 0.5918% | 2.0994e-08 | PI 90% = | 0.2596% |  | 0.015 | -1.8012 | 0.045627 | 0.015806 | 9.4981e-06 | 0.001026% | 0.5918% | 6.0702e-08 | PI 90% = | 0.7487% | 0.015 | -1.8012 | 0.045627 | 0.015806 | 1.097e-05 | 0.001777% | 0.5918% | 1.0516e-07 | PI 90% = | 1.294%
[5 empty] | 0.02 | -1.7046 | 0.058335 | 0.019742 | 8.2057e-06 | 0.0004431% | 0.5633% | 2.496e-08 | Percentile = | 0.9 |  | 0.02 | -1.7046 | 0.058335 | 0.019742 | 1.1863e-05 | 0.001281% | 0.5633% | 7.2171e-08 | Percentile = | 0.9 | 0.02 | -1.7046 | 0.058335 | 0.019742 | 1.3702e-05 | 0.00222% | 0.5633% | 1.2504e-07 | Percentile = | 0.9
[5 empty] | 0.025 | -1.6268 | 0.070416 | 0.023617 | 9.8165e-06 | 0.0005301% | 0.5481% | 2.9056e-08 |  |  |  | 0.025 | -1.6268 | 0.070416 | 0.023617 | 1.4192e-05 | 0.001533% | 0.5481% | 8.4013e-08 |  |  | 0.025 | -1.6268 | 0.070416 | 0.023617 | 1.6392e-05 | 0.002655% | 0.5481% | 1.4555e-07
[5 empty] | 0.03 | -1.5611 | 0.081978 | 0.027475 | 1.142e-05 | 0.0006167% | 0.5387% | 3.322e-08 |  |  |  | 0.03 | -1.5611 | 0.081978 | 0.027475 | 1.651e-05 | 0.001783% | 0.5387% | 9.6054e-08 |  |  | 0.03 | -1.5611 | 0.081978 | 0.027475 | 1.9069e-05 | 0.003089% | 0.5387% | 1.6641e-07
[5 empty] | 0.035 | -1.5039 | 0.093096 | 0.031341 | 1.3027e-05 | 0.0007035% | 0.5323% | 3.7442e-08 |  |  |  | 0.035 | -1.5039 | 0.093096 | 0.031341 | 1.8833e-05 | 0.002034% | 0.5323% | 1.0826e-07 |  |  | 0.035 | -1.5039 | 0.093096 | 0.031341 | 2.1752e-05 | 0.003524% | 0.5323% | 1.8756e-07
[5 empty] | 0.04 | -1.4531 | 0.10382 | 0.035231 | 1.4644e-05 | 0.0007908% | 0.5276% | 4.1721e-08 |  |  |  | 0.04 | -1.4531 | 0.10382 | 0.035231 | 2.1171e-05 | 0.002286% | 0.5276% | 1.2063e-07 |  |  | 0.04 | -1.4531 | 0.10382 | 0.035231 | 2.4453e-05 | 0.003961% | 0.5276% | 2.0899e-07
[5 empty] | 0.045 | -1.4072 | 0.1142 | 0.039158 | 1.6276e-05 | 0.0008789% | 0.5241% | 4.606e-08 |  |  |  | 0.045 | -1.4072 | 0.1142 | 0.039158 | 2.3531e-05 | 0.002541% | 0.5241% | 1.3318e-07 |  |  | 0.045 | -1.4072 | 0.1142 | 0.039158 | 2.7178e-05 | 0.004403% | 0.5241% | 2.3073e-07
[5 empty] | 0.05 | -1.3652 | 0.12426 | 0.043129 | 1.7927e-05 | 0.000968% | 0.5213% | 5.0463e-08 |  |  |  | 0.05 | -1.3652 | 0.12426 | 0.043129 | 2.5917e-05 | 0.002799% | 0.5213% | 1.4591e-07 |  |  | 0.05 | -1.3652 | 0.12426 | 0.043129 | 2.9934e-05 | 0.004849% | 0.5213% | 2.5278e-07
[5 empty] | 0.055 | -1.3265 | 0.13403 | 0.047152 | 1.9599e-05 | 0.001058% | 0.5191% | 5.4933e-08 |  |  |  | 0.055 | -1.3265 | 0.13403 | 0.047152 | 2.8334e-05 | 0.00306% | 0.5191% | 1.5884e-07 |  |  | 0.055 | -1.3265 | 0.13403 | 0.047152 | 3.2726e-05 | 0.005301% | 0.5191% | 2.7518e-07
[5 empty] | 0.06 | -1.2905 | 0.14352 | 0.051232 | 2.1294e-05 | 0.00115% | 0.5172% | 5.9475e-08 |  |  |  | 0.06 | -1.2905 | 0.14352 | 0.051232 | 3.0786e-05 | 0.003325% | 0.5172% | 1.7197e-07 |  |  | 0.06 | -1.2905 | 0.14352 | 0.051232 | 3.5557e-05 | 0.00576% | 0.5172% | 2.9793e-07
[5 empty] | 0.065 | -1.2567 | 0.15276 | 0.055373 | 2.3016e-05 | 0.001243% | 0.5157% | 6.4092e-08 |  |  |  | 0.065 | -1.2567 | 0.15276 | 0.055373 | 3.3274e-05 | 0.003594% | 0.5157% | 1.8532e-07 |  |  | 0.065 | -1.2567 | 0.15276 | 0.055373 | 3.8432e-05 | 0.006226% | 0.5157% | 3.2106e-07
[5 empty] | 0.07 | -1.2249 | 0.16177 | 0.059579 | 2.4764e-05 | 0.001337% | 0.5144% | 6.8787e-08 |  |  |  | 0.07 | -1.2249 | 0.16177 | 0.059579 | 3.5802e-05 | 0.003867% | 0.5144% | 1.9889e-07 |  |  | 0.07 | -1.2249 | 0.16177 | 0.059579 | 4.1351e-05 | 0.006699% | 0.5144% | 3.4457e-07
[5 empty] | 0.075 | -1.1948 | 0.17055 | 0.063854 | 2.6541e-05 | 0.001433% | 0.5133% | 7.3562e-08 |  |  |  | 0.075 | -1.1948 | 0.17055 | 0.063854 | 3.8371e-05 | 0.004144% | 0.5133% | 2.127e-07 |  |  | 0.075 | -1.1948 | 0.17055 | 0.063854 | 4.4318e-05 | 0.007179% | 0.5133% | 3.6849e-07
[5 empty] | 0.08 | -1.1662 | 0.17912 | 0.068201 | 2.8348e-05 | 0.001531% | 0.5123% | 7.8422e-08 |  |  |  | 0.08 | -1.1662 | 0.17912 | 0.068201 | 4.0983e-05 | 0.004426% | 0.5123% | 2.2675e-07 |  |  | 0.08 | -1.1662 | 0.17912 | 0.068201 | 4.7335e-05 | 0.007668% | 0.5123% | 3.9283e-07
[5 empty] | 0.085 | -1.1389 | 0.18748 | 0.072622 | 3.0186e-05 | 0.00163% | 0.5115% | 8.3367e-08 |  |  |  | 0.085 | -1.1389 | 0.18748 | 0.072622 | 4.364e-05 | 0.004713% | 0.5115% | 2.4105e-07 |  |  | 0.085 | -1.1389 | 0.18748 | 0.072622 | 5.0404e-05 | 0.008165% | 0.5115% | 4.176e-07
[5 empty] | 0.09 | -1.1128 | 0.19565 | 0.077121 | 3.2055e-05 | 0.001731% | 0.5107% | 8.8401e-08 |  |  |  | 0.09 | -1.1128 | 0.19565 | 0.077121 | 4.6343e-05 | 0.005005% | 0.5107% | 2.556e-07 |  |  | 0.09 | -1.1128 | 0.19565 | 0.077121 | 5.3526e-05 | 0.008671% | 0.5107% | 4.4282e-07
[5 empty] | 0.095 | -1.0878 | 0.20364 | 0.081699 | 3.3958e-05 | 0.001834% | 0.51% | 9.3526e-08 |  |  |  | 0.095 | -1.0878 | 0.20364 | 0.081699 | 4.9094e-05 | 0.005302% | 0.51% | 2.7042e-07 |  |  | 0.095 | -1.0878 | 0.20364 | 0.081699 | 5.6704e-05 | 0.009186% | 0.51% | 4.6849e-07
[5 empty] | 0.1 | -1.0637 | 0.21144 | 0.08636 | 3.5896e-05 | 0.001938% | 0.5094% | 9.8745e-08 |  |  |  | 0.1 | -1.0637 | 0.21144 | 0.08636 | 5.1895e-05 | 0.005604% | 0.5094% | 2.8551e-07 |  |  | 0.1 | -1.0637 | 0.21144 | 0.08636 | 5.9938e-05 | 0.00971% | 0.5094% | 4.9463e-07
[5 empty] | 0.105 | -1.0405 | 0.21908 | 0.091105 | 3.7868e-05 | 0.002045% | 0.5089% | 1.0406e-07 |  |  |  | 0.105 | -1.0405 | 0.21908 | 0.091105 | 5.4746e-05 | 0.005912% | 0.5089% | 3.0088e-07 |  |  | 0.105 | -1.0405 | 0.21908 | 0.091105 | 6.3232e-05 | 0.01024% | 0.5089% | 5.2125e-07
[5 empty] | 0.11 | -1.018 | 0.22655 | 0.095936 | 3.9876e-05 | 0.002153% | 0.5084% | 1.0947e-07 |  |  |  | 0.11 | -1.018 | 0.22655 | 0.095936 | 5.7649e-05 | 0.006226% | 0.5084% | 3.1653e-07 |  |  | 0.11 | -1.018 | 0.22655 | 0.095936 | 6.6585e-05 | 0.01079% | 0.5084% | 5.4837e-07
[5 empty] | 0.115 | -0.9963 | 0.23386 | 0.10086 | 4.1921e-05 | 0.002264% | 0.508% | 1.1499e-07 |  |  |  | 0.115 | -0.9963 | 0.23386 | 0.10086 | 6.0606e-05 | 0.006545% | 0.508% | 3.3247e-07 |  |  | 0.115 | -0.9963 | 0.23386 | 0.10086 | 7e-05 | 0.01134% | 0.508% | 5.7598e-07
[5 empty] | 0.12 | -0.97524 | 0.24101 | 0.10587 | 4.4004e-05 | 0.002376% | 0.5075% | 1.206e-07 |  |  |  | 0.12 | -0.97524 | 0.24101 | 0.10587 | 6.3617e-05 | 0.00687% | 0.5075% | 3.487e-07 |  |  | 0.12 | -0.97524 | 0.24101 | 0.10587 | 7.3477e-05 | 0.0119% | 0.5075% | 6.0411e-07
[5 empty] | 0.125 | -0.95479 | 0.24802 | 0.11097 | 4.6125e-05 | 0.002491% | 0.5072% | 1.2632e-07 |  |  |  | 0.125 | -0.95479 | 0.24802 | 0.11097 | 6.6684e-05 | 0.007202% | 0.5072% | 3.6524e-07 |  |  | 0.125 | -0.95479 | 0.24802 | 0.11097 | 7.702e-05 | 0.01248% | 0.5072% | 6.3277e-07
[5 empty] | 0.13 | -0.9349 | 0.25487 | 0.11617 | 4.8286e-05 | 0.002607% | 0.5068% | 1.3215e-07 |  |  |  | 0.13 | -0.9349 | 0.25487 | 0.11617 | 6.9808e-05 | 0.007539% | 0.5068% | 3.821e-07 |  |  | 0.13 | -0.9349 | 0.25487 | 0.11617 | 8.0629e-05 | 0.01306% | 0.5068% | 6.6196e-07
[5 empty] | 0.135 | -0.91554 | 0.26159 | 0.12147 | 5.0488e-05 | 0.002726% | 0.5065% | 1.3809e-07 |  |  |  | 0.135 | -0.91554 | 0.26159 | 0.12147 | 7.2991e-05 | 0.007883% | 0.5065% | 3.9927e-07 |  |  | 0.135 | -0.91554 | 0.26159 | 0.12147 | 8.4305e-05 | 0.01366% | 0.5065% | 6.9171e-07
[5 empty] | 0.14 | -0.89667 | 0.26816 | 0.12686 | 5.2731e-05 | 0.002847% | 0.5062% | 1.4414e-07 |  |  |  | 0.14 | -0.89667 | 0.26816 | 0.12686 | 7.6234e-05 | 0.008233% | 0.5062% | 4.1676e-07 |  |  | 0.14 | -0.89667 | 0.26816 | 0.12686 | 8.805e-05 | 0.01426% | 0.5062% | 7.2201e-07
[5 empty] | 0.145 | -0.87824 | 0.27461 | 0.13236 | 5.5016e-05 | 0.002971% | 0.5059% | 1.503e-07 |  |  |  | 0.145 | -0.87824 | 0.27461 | 0.13236 | 7.9537e-05 | 0.00859% | 0.5059% | 4.3458e-07 |  |  | 0.145 | -0.87824 | 0.27461 | 0.13236 | 9.1865e-05 | 0.01488% | 0.5059% | 7.5289e-07
[5 empty] | 0.15 | -0.86024 | 0.28091 | 0.13796 | 5.7344e-05 | 0.003097% | 0.5057% | 1.5659e-07 |  |  |  | 0.15 | -0.86024 | 0.28091 | 0.13796 | 8.2904e-05 | 0.008953% | 0.5057% | 4.5274e-07 |  |  | 0.15 | -0.86024 | 0.28091 | 0.13796 | 9.5753e-05 | 0.01551% | 0.5057% | 7.8435e-07
[5 empty] | 0.155 | -0.84263 | 0.28709 | 0.14367 | 5.9716e-05 | 0.003225% | 0.5054% | 1.6299e-07 |  |  |  | 0.155 | -0.84263 | 0.28709 | 0.14367 | 8.6333e-05 | 0.009324% | 0.5054% | 4.7125e-07 |  |  | 0.155 | -0.84263 | 0.28709 | 0.14367 | 9.9715e-05 | 0.01615% | 0.5054% | 8.1641e-07
[5 empty] | 0.16 | -0.8254 | 0.29315 | 0.14949 | 6.2134e-05 | 0.003355% | 0.5052% | 1.6951e-07 |  |  |  | 0.16 | -0.8254 | 0.29315 | 0.14949 | 8.9828e-05 | 0.009701% | 0.5052% | 4.9011e-07 |  |  | 0.16 | -0.8254 | 0.29315 | 0.14949 | 0.00010375 | 0.01681% | 0.5052% | 8.4908e-07
[5 empty] | 0.165 | -0.80851 | 0.29908 | 0.15541 | 6.4597e-05 | 0.003488% | 0.505% | 1.7616e-07 |  |  |  | 0.165 | -0.80851 | 0.29908 | 0.15541 | 9.339e-05 | 0.01009% | 0.505% | 5.0933e-07 |  |  | 0.165 | -0.80851 | 0.29908 | 0.15541 | 0.00010786 | 0.01747% | 0.505% | 8.8237e-07
[5 empty] | 0.17 | -0.79196 | 0.30488 | 0.16145 | 6.7107e-05 | 0.003624% | 0.5048% | 1.8293e-07 |  |  |  | 0.17 | -0.79196 | 0.30488 | 0.16145 | 9.7019e-05 | 0.01048% | 0.5048% | 5.2891e-07 |  |  | 0.17 | -0.79196 | 0.30488 | 0.16145 | 0.00011206 | 0.01815% | 0.5048% | 9.163e-07
[5 empty] | 0.175 | -0.77571 | 0.31057 | 0.16761 | 6.9666e-05 | 0.003762% | 0.5046% | 1.8983e-07 |  |  |  | 0.175 | -0.77571 | 0.31057 | 0.16761 | 0.00010072 | 0.01088% | 0.5046% | 5.4887e-07 |  |  | 0.175 | -0.77571 | 0.31057 | 0.16761 | 0.00011633 | 0.01884% | 0.5046% | 9.5087e-07
[5 empty] | 0.18 | -0.75975 | 0.31614 | 0.17388 | 7.2273e-05 | 0.003903% | 0.5044% | 1.9687e-07 |  |  |  | 0.18 | -0.75975 | 0.31614 | 0.17388 | 0.00010449 | 0.01128% | 0.5044% | 5.6921e-07 |  |  | 0.18 | -0.75975 | 0.31614 | 0.17388 | 0.00012068 | 0.01955% | 0.5044% | 9.8611e-07
[5 empty] | 0.185 | -0.74407 | 0.3216 | 0.18027 | 7.493e-05 | 0.004046% | 0.5043% | 2.0404e-07 |  |  |  | 0.185 | -0.74407 | 0.3216 | 0.18027 | 0.00010833 | 0.0117% | 0.5043% | 5.8994e-07 |  |  | 0.185 | -0.74407 | 0.3216 | 0.18027 | 0.00012512 | 0.02027% | 0.5043% | 1.022e-06
[5 empty] | 0.19 | -0.72865 | 0.32695 | 0.18679 | 7.7638e-05 | 0.004192% | 0.5041% | 2.1134e-07 |  |  |  | 0.19 | -0.72865 | 0.32695 | 0.18679 | 0.00011224 | 0.01212% | 0.5041% | 6.1107e-07 |  |  | 0.19 | -0.72865 | 0.32695 | 0.18679 | 0.00012964 | 0.021% | 0.5041% | 1.0586e-06
[5 empty] | 0.195 | -0.71348 | 0.33218 | 0.19343 | 8.0398e-05 | 0.004341% | 0.504% | 2.1879e-07 |  |  |  | 0.195 | -0.71348 | 0.33218 | 0.19343 | 0.00011623 | 0.01255% | 0.504% | 6.326e-07 |  |  | 0.195 | -0.71348 | 0.33218 | 0.19343 | 0.00013425 | 0.02175% | 0.504% | 1.0959e-06
[5 empty] | 0.2 | -0.69855 | 0.3373 | 0.2002 | 8.3211e-05 | 0.004493% | 0.5038% | 2.2638e-07 |  |  |  | 0.2 | -0.69855 | 0.3373 | 0.2002 | 0.0001203 | 0.01299% | 0.5038% | 6.5455e-07 |  |  | 0.2 | -0.69855 | 0.3373 | 0.2002 | 0.00013895 | 0.02251% | 0.5038% | 1.1339e-06
[5 empty] | 0.205 | -0.68383 | 0.34232 | 0.20709 | 8.6079e-05 | 0.004648% | 0.5037% | 2.3412e-07 |  |  |  | 0.205 | -0.68383 | 0.34232 | 0.20709 | 0.00012445 | 0.01344% | 0.5037% | 6.7692e-07 |  |  | 0.205 | -0.68383 | 0.34232 | 0.20709 | 0.00014373 | 0.02328% | 0.5037% | 1.1727e-06
[5 empty] | 0.21 | -0.66933 | 0.34723 | 0.21413 | 8.9002e-05 | 0.004806% | 0.5036% | 2.4201e-07 |  |  |  | 0.21 | -0.66933 | 0.34723 | 0.21413 | 0.00012867 | 0.0139% | 0.5036% | 6.9972e-07 |  |  | 0.21 | -0.66933 | 0.34723 | 0.21413 | 0.00014862 | 0.02407% | 0.5036% | 1.2122e-06
[5 empty] | 0.215 | -0.65503 | 0.35204 | 0.22129 | 9.1981e-05 | 0.004967% | 0.5034% | 2.5005e-07 |  |  |  | 0.215 | -0.65503 | 0.35204 | 0.22129 | 0.00013298 | 0.01436% | 0.5034% | 7.2296e-07 |  |  | 0.215 | -0.65503 | 0.35204 | 0.22129 | 0.00015359 | 0.02488% | 0.5034% | 1.2525e-06
[5 empty] | 0.22 | -0.64092 | 0.35674 | 0.2286 | 9.5018e-05 | 0.005131% | 0.5033% | 2.5824e-07 |  |  |  | 0.22 | -0.64092 | 0.35674 | 0.2286 | 0.00013737 | 0.01483% | 0.5033% | 7.4666e-07 |  |  | 0.22 | -0.64092 | 0.35674 | 0.2286 | 0.00015866 | 0.0257% | 0.5033% | 1.2935e-06
[5 empty] | 0.225 | -0.62699 | 0.36134 | 0.23605 | 9.8115e-05 | 0.005298% | 0.5032% | 2.666e-07 |  |  |  | 0.225 | -0.62699 | 0.36134 | 0.23605 | 0.00014185 | 0.01532% | 0.5032% | 7.7081e-07 |  |  | 0.225 | -0.62699 | 0.36134 | 0.23605 | 0.00016383 | 0.02654% | 0.5032% | 1.3354e-06
[5 empty] | 0.23 | -0.61324 | 0.36584 | 0.24364 | 0.00010127 | 0.005468% | 0.5031% | 2.7511e-07 |  |  |  | 0.23 | -0.61324 | 0.36584 | 0.24364 | 0.00014641 | 0.01581% | 0.5031% | 7.9543e-07 |  |  | 0.23 | -0.61324 | 0.36584 | 0.24364 | 0.0001691 | 0.02739% | 0.5031% | 1.378e-06
[5 empty] | 0.235 | -0.59966 | 0.37024 | 0.25139 | 0.00010449 | 0.005642% | 0.503% | 2.838e-07 |  |  |  | 0.235 | -0.59966 | 0.37024 | 0.25139 | 0.00015106 | 0.01631% | 0.503% | 8.2054e-07 |  |  | 0.235 | -0.59966 | 0.37024 | 0.25139 | 0.00017448 | 0.02826% | 0.503% | 1.4215e-06
[5 empty] | 0.24 | -0.58623 | 0.37455 | 0.25928 | 0.00010777 | 0.005819% | 0.5029% | 2.9265e-07 |  |  |  | 0.24 | -0.58623 | 0.37455 | 0.25928 | 0.00015581 | 0.01683% | 0.5029% | 8.4613e-07 |  |  | 0.24 | -0.58623 | 0.37455 | 0.25928 | 0.00017995 | 0.02915% | 0.5029% | 1.4658e-06
[5 empty] | 0.245 | -0.57296 | 0.37875 | 0.26733 | 0.00011111 | 0.006% | 0.5028% | 3.0167e-07 |  |  |  | 0.245 | -0.57296 | 0.37875 | 0.26733 | 0.00016064 | 0.01735% | 0.5028% | 8.7222e-07 |  |  | 0.245 | -0.57296 | 0.37875 | 0.26733 | 0.00018554 | 0.03005% | 0.5028% | 1.511e-06
[5 empty] | 0.25 | -0.55983 | 0.38286 | 0.27553 | 0.00011453 | 0.006184% | 0.5027% | 3.1087e-07 |  |  |  | 0.25 | -0.55983 | 0.38286 | 0.27553 | 0.00016557 | 0.01788% | 0.5027% | 8.9882e-07 |  |  | 0.25 | -0.55983 | 0.38286 | 0.27553 | 0.00019123 | 0.03098% | 0.5027% | 1.5571e-06
[5 empty] | 0.255 | -0.54684 | 0.38688 | 0.2839 | 0.000118 | 0.006372% | 0.5026% | 3.2026e-07 |  |  |  | 0.255 | -0.54684 | 0.38688 | 0.2839 | 0.0001706 | 0.01842% | 0.5026% | 9.2595e-07 |  |  | 0.255 | -0.54684 | 0.38688 | 0.2839 | 0.00019704 | 0.03192% | 0.5026% | 1.6041e-06
[5 empty] | 0.26 | -0.53398 | 0.3908 | 0.29243 | 0.00012155 | 0.006563% | 0.5025% | 3.2982e-07 |  |  |  | 0.26 | -0.53398 | 0.3908 | 0.29243 | 0.00017573 | 0.01898% | 0.5025% | 9.536e-07 |  |  | 0.26 | -0.53398 | 0.3908 | 0.29243 | 0.00020296 | 0.03287% | 0.5025% | 1.652e-06
[5 empty] | 0.265 | -0.52124 | 0.39463 | 0.30113 | 0.00012517 | 0.006759% | 0.5024% | 3.3958e-07 |  |  |  | 0.265 | -0.52124 | 0.39463 | 0.30113 | 0.00018095 | 0.01954% | 0.5024% | 9.8181e-07 |  |  | 0.265 | -0.52124 | 0.39463 | 0.30113 | 0.000209 | 0.03385% | 0.5024% | 1.7009e-06
[5 empty] | 0.27 | -0.50863 | 0.39837 | 0.31 | 0.00012885 | 0.006958% | 0.5024% | 3.4953e-07 |  |  |  | 0.27 | -0.50863 | 0.39837 | 0.31 | 0.00018629 | 0.02012% | 0.5024% | 1.0106e-06 |  |  | 0.27 | -0.50863 | 0.39837 | 0.31 | 0.00021516 | 0.03485% | 0.5024% | 1.7507e-06
[5 empty] | 0.275 | -0.49614 | 0.40201 | 0.31905 | 0.00013261 | 0.007161% | 0.5023% | 3.5967e-07 |  |  |  | 0.275 | -0.49614 | 0.40201 | 0.31905 | 0.00019172 | 0.0207% | 0.5023% | 1.0399e-06 |  |  | 0.275 | -0.49614 | 0.40201 | 0.31905 | 0.00022144 | 0.03587% | 0.5023% | 1.8015e-06
[5 empty] | 0.28 | -0.48376 | 0.40557 | 0.32828 | 0.00013645 | 0.007368% | 0.5022% | 3.7002e-07 |  |  |  | 0.28 | -0.48376 | 0.40557 | 0.32828 | 0.00019727 | 0.0213% | 0.5022% | 1.0698e-06 |  |  | 0.28 | -0.48376 | 0.40557 | 0.32828 | 0.00022784 | 0.0369% | 0.5022% | 1.8533e-06
[5 empty] | 0.285 | -0.47148 | 0.40904 | 0.33769 | 0.00014036 | 0.007579% | 0.5021% | 3.8057e-07 |  |  |  | 0.285 | -0.47148 | 0.40904 | 0.33769 | 0.00020292 | 0.02191% | 0.5021% | 1.1003e-06 |  |  | 0.285 | -0.47148 | 0.40904 | 0.33769 | 0.00023437 | 0.03796% | 0.5021% | 1.9061e-06
[5 empty] | 0.29 | -0.45931 | 0.41241 | 0.34729 | 0.00014435 | 0.007795% | 0.502% | 3.9133e-07 |  |  |  | 0.29 | -0.45931 | 0.41241 | 0.34729 | 0.00020869 | 0.02254% | 0.502% | 1.1314e-06 |  |  | 0.29 | -0.45931 | 0.41241 | 0.34729 | 0.00024104 | 0.03904% | 0.502% | 1.96e-06
[5 empty] | 0.295 | -0.44723 | 0.4157 | 0.35708 | 0.00014842 | 0.008014% | 0.502% | 4.0231e-07 |  |  |  | 0.295 | -0.44723 | 0.4157 | 0.35708 | 0.00021457 | 0.02317% | 0.502% | 1.1632e-06 |  |  | 0.295 | -0.44723 | 0.4157 | 0.35708 | 0.00024783 | 0.04014% | 0.502% | 2.015e-06
[5 empty] | 0.3 | -0.43525 | 0.41891 | 0.36707 | 0.00015257 | 0.008239% | 0.5019% | 4.135e-07 |  |  |  | 0.3 | -0.43525 | 0.41891 | 0.36707 | 0.00022058 | 0.02382% | 0.5019% | 1.1955e-06 |  |  | 0.3 | -0.43525 | 0.41891 | 0.36707 | 0.00025477 | 0.04126% | 0.5019% | 2.0711e-06
[5 empty] | 0.305 | -0.42336 | 0.42202 | 0.37726 | 0.00015681 | 0.008467% | 0.5018% | 4.2493e-07 |  |  |  | 0.305 | -0.42336 | 0.42202 | 0.37726 | 0.0002267 | 0.02448% | 0.5018% | 1.2286e-06 |  |  | 0.305 | -0.42336 | 0.42202 | 0.37726 | 0.00026184 | 0.04241% | 0.5018% | 2.1283e-06
[5 empty] | 0.31 | -0.41156 | 0.42505 | 0.38765 | 0.00016113 | 0.008701% | 0.5018% | 4.3658e-07 |  |  |  | 0.31 | -0.41156 | 0.42505 | 0.38765 | 0.00023295 | 0.02516% | 0.5018% | 1.2622e-06 |  |  | 0.31 | -0.41156 | 0.42505 | 0.38765 | 0.00026905 | 0.04358% | 0.5018% | 2.1866e-06
[5 empty] | 0.315 | -0.39983 | 0.428 | 0.39826 | 0.00016554 | 0.008939% | 0.5017% | 4.4847e-07 |  |  |  | 0.315 | -0.39983 | 0.428 | 0.39826 | 0.00023932 | 0.02584% | 0.5017% | 1.2966e-06 |  |  | 0.315 | -0.39983 | 0.428 | 0.39826 | 0.00027641 | 0.04477% | 0.5017% | 2.2461e-06
[5 empty] | 0.32 | -0.38819 | 0.43086 | 0.40908 | 0.00017003 | 0.009181% | 0.5017% | 4.606e-07 |  |  |  | 0.32 | -0.38819 | 0.43086 | 0.40908 | 0.00024582 | 0.02655% | 0.5017% | 1.3317e-06 |  |  | 0.32 | -0.38819 | 0.43086 | 0.40908 | 0.00028392 | 0.04599% | 0.5017% | 2.3069e-06
[5 empty] | 0.325 | -0.37662 | 0.43363 | 0.42012 | 0.00017462 | 0.009429% | 0.5016% | 4.7297e-07 |  |  |  | 0.325 | -0.37662 | 0.43363 | 0.42012 | 0.00025246 | 0.02726% | 0.5016% | 1.3674e-06 |  |  | 0.325 | -0.37662 | 0.43363 | 0.42012 | 0.00029159 | 0.04723% | 0.5016% | 2.3689e-06
[5 empty] | 0.33 | -0.36513 | 0.43632 | 0.43139 | 0.00017931 | 0.009682% | 0.5015% | 4.856e-07 |  |  |  | 0.33 | -0.36513 | 0.43632 | 0.43139 | 0.00025923 | 0.02799% | 0.5015% | 1.404e-06 |  |  | 0.33 | -0.36513 | 0.43632 | 0.43139 | 0.00029941 | 0.04849% | 0.5015% | 2.4321e-06
[5 empty] | 0.335 | -0.3537 | 0.43893 | 0.44289 | 0.00018409 | 0.00994% | 0.5015% | 4.9849e-07 |  |  |  | 0.335 | -0.3537 | 0.43893 | 0.44289 | 0.00026614 | 0.02874% | 0.5015% | 1.4412e-06 |  |  | 0.335 | -0.3537 | 0.43893 | 0.44289 | 0.00030739 | 0.04978% | 0.5015% | 2.4966e-06
[5 empty] | 0.34 | -0.34234 | 0.44146 | 0.45463 | 0.00018897 | 0.0102% | 0.5014% | 5.1164e-07 |  |  |  | 0.34 | -0.34234 | 0.44146 | 0.45463 | 0.00027319 | 0.0295% | 0.5014% | 1.4792e-06 |  |  | 0.34 | -0.34234 | 0.44146 | 0.45463 | 0.00031554 | 0.0511% | 0.5014% | 2.5625e-06
[5 empty] | 0.345 | -0.33105 | 0.4439 | 0.46661 | 0.00019394 | 0.01047% | 0.5014% | 5.2506e-07 |  |  |  | 0.345 | -0.33105 | 0.4439 | 0.46661 | 0.00028039 | 0.03028% | 0.5014% | 1.518e-06 |  |  | 0.345 | -0.33105 | 0.4439 | 0.46661 | 0.00032385 | 0.05245% | 0.5014% | 2.6297e-06
[5 empty] | 0.35 | -0.31982 | 0.44626 | 0.47883 | 0.00019903 | 0.01075% | 0.5013% | 5.3876e-07 |  |  |  | 0.35 | -0.31982 | 0.44626 | 0.47883 | 0.00028774 | 0.03107% | 0.5013% | 1.5576e-06 |  |  | 0.35 | -0.31982 | 0.44626 | 0.47883 | 0.00033234 | 0.05382% | 0.5013% | 2.6983e-06
[5 empty] | 0.355 | -0.30864 | 0.44854 | 0.49131 | 0.00020421 | 0.01103% | 0.5013% | 5.5275e-07 |  |  |  | 0.355 | -0.30864 | 0.44854 | 0.49131 | 0.00029524 | 0.03188% | 0.5013% | 1.5981e-06 |  |  | 0.355 | -0.30864 | 0.44854 | 0.49131 | 0.000341 | 0.05523% | 0.5013% | 2.7683e-06
[5 empty] | 0.36 | -0.29752 | 0.45074 | 0.50406 | 0.00020951 | 0.01131% | 0.5012% | 5.6702e-07 |  |  |  | 0.36 | -0.29752 | 0.45074 | 0.50406 | 0.00030289 | 0.03271% | 0.5012% | 1.6393e-06 |  |  | 0.36 | -0.29752 | 0.45074 | 0.50406 | 0.00034984 | 0.05666% | 0.5012% | 2.8398e-06
[5 empty] | 0.365 | -0.28645 | 0.45286 | 0.51707 | 0.00021492 | 0.0116% | 0.5012% | 5.816e-07 |  |  |  | 0.365 | -0.28645 | 0.45286 | 0.51707 | 0.00031071 | 0.03355% | 0.5012% | 1.6815e-06 |  |  | 0.365 | -0.28645 | 0.45286 | 0.51707 | 0.00035887 | 0.05812% | 0.5012% | 2.9128e-06
[5 empty] | 0.37 | -0.27544 | 0.4549 | 0.53035 | 0.00022044 | 0.0119% | 0.5011% | 5.9648e-07 |  |  |  | 0.37 | -0.27544 | 0.4549 | 0.53035 | 0.00031869 | 0.03441% | 0.5011% | 1.7245e-06 |  |  | 0.37 | -0.27544 | 0.4549 | 0.53035 | 0.00036809 | 0.05961% | 0.5011% | 2.9873e-06
[5 empty] | 0.375 | -0.26447 | 0.45686 | 0.54391 | 0.00022608 | 0.01221% | 0.5011% | 6.1168e-07 |  |  |  | 0.375 | -0.26447 | 0.45686 | 0.54391 | 0.00032685 | 0.03529% | 0.5011% | 1.7684e-06 |  |  | 0.375 | -0.26447 | 0.45686 | 0.54391 | 0.0003775 | 0.06114% | 0.5011% | 3.0634e-06
[5 empty] | 0.38 | -0.25355 | 0.45874 | 0.55776 | 0.00023183 | 0.01252% | 0.501% | 6.2719e-07 |  |  |  | 0.38 | -0.25355 | 0.45874 | 0.55776 | 0.00033517 | 0.03619% | 0.501% | 1.8133e-06 |  |  | 0.38 | -0.25355 | 0.45874 | 0.55776 | 0.00038712 | 0.06269% | 0.501% | 3.1411e-06
[5 empty] | 0.385 | -0.24267 | 0.46054 | 0.57191 | 0.00023772 | 0.01284% | 0.501% | 6.4304e-07 |  |  |  | 0.385 | -0.24267 | 0.46054 | 0.57191 | 0.00034367 | 0.03711% | 0.501% | 1.8591e-06 |  |  | 0.385 | -0.24267 | 0.46054 | 0.57191 | 0.00039694 | 0.06428% | 0.501% | 3.2204e-06
[5 empty] | 0.39 | -0.23183 | 0.46226 | 0.58636 | 0.00024372 | 0.01316% | 0.5009% | 6.5922e-07 |  |  |  | 0.39 | -0.23183 | 0.46226 | 0.58636 | 0.00035235 | 0.03805% | 0.5009% | 1.9059e-06 |  |  | 0.39 | -0.23183 | 0.46226 | 0.58636 | 0.00040697 | 0.06591% | 0.5009% | 3.3014e-06
[5 empty] | 0.395 | -0.22104 | 0.46391 | 0.60112 | 0.00024986 | 0.01349% | 0.5009% | 6.7575e-07 |  |  |  | 0.395 | -0.22104 | 0.46391 | 0.60112 | 0.00036122 | 0.039% | 0.5009% | 1.9537e-06 |  |  | 0.395 | -0.22104 | 0.46391 | 0.60112 | 0.00041721 | 0.06757% | 0.5009% | 3.3842e-06
[5 empty] | 0.4 | -0.21028 | 0.46547 | 0.6162 | 0.00025612 | 0.01383% | 0.5008% | 6.9264e-07 |  |  |  | 0.4 | -0.21028 | 0.46547 | 0.6162 | 0.00037028 | 0.03998% | 0.5008% | 2.0025e-06 |  |  | 0.4 | -0.21028 | 0.46547 | 0.6162 | 0.00042768 | 0.06926% | 0.5008% | 3.4688e-06
[5 empty] | 0.405 | -0.19955 | 0.46696 | 0.63161 | 0.00026253 | 0.01418% | 0.5008% | 7.0989e-07 |  |  |  | 0.405 | -0.19955 | 0.46696 | 0.63161 | 0.00037954 | 0.04098% | 0.5008% | 2.0523e-06 |  |  | 0.405 | -0.19955 | 0.46696 | 0.63161 | 0.00043837 | 0.07099% | 0.5008% | 3.5551e-06
[5 empty] | 0.41 | -0.18886 | 0.46837 | 0.64735 | 0.00026907 | 0.01453% | 0.5007% | 7.2752e-07 |  |  |  | 0.41 | -0.18886 | 0.46837 | 0.64735 | 0.000389 | 0.042% | 0.5007% | 2.1033e-06 |  |  | 0.41 | -0.18886 | 0.46837 | 0.64735 | 0.00044929 | 0.07276% | 0.5007% | 3.6434e-06
[5 empty] | 0.415 | -0.1782 | 0.4697 | 0.66343 | 0.00027576 | 0.01489% | 0.5007% | 7.4553e-07 |  |  |  | 0.415 | -0.1782 | 0.4697 | 0.66343 | 0.00039867 | 0.04305% | 0.5007% | 2.1554e-06 |  |  | 0.415 | -0.1782 | 0.4697 | 0.66343 | 0.00046046 | 0.07457% | 0.5007% | 3.7336e-06
[5 empty] | 0.42 | -0.16757 | 0.47096 | 0.67987 | 0.00028259 | 0.01526% | 0.5007% | 7.6394e-07 |  |  |  | 0.42 | -0.16757 | 0.47096 | 0.67987 | 0.00040855 | 0.04411% | 0.5007% | 2.2086e-06 |  |  | 0.42 | -0.16757 | 0.47096 | 0.67987 | 0.00047187 | 0.07641% | 0.5007% | 3.8257e-06
[5 empty] | 0.425 | -0.15697 | 0.47213 | 0.69668 | 0.00028957 | 0.01564% | 0.5006% | 7.8275e-07 |  |  |  | 0.425 | -0.15697 | 0.47213 | 0.69668 | 0.00041864 | 0.0452% | 0.5006% | 2.263e-06 |  |  | 0.425 | -0.15697 | 0.47213 | 0.69668 | 0.00048353 | 0.0783% | 0.5006% | 3.9199e-06
[5 empty] | 0.43 | -0.14639 | 0.47324 | 0.71385 | 0.00029671 | 0.01602% | 0.5006% | 8.0198e-07 |  |  |  | 0.43 | -0.14639 | 0.47324 | 0.71385 | 0.00042897 | 0.04632% | 0.5006% | 2.3185e-06 |  |  | 0.43 | -0.14639 | 0.47324 | 0.71385 | 0.00049545 | 0.08023% | 0.5006% | 4.0162e-06
[5 empty] | 0.435 | -0.13584 | 0.47426 | 0.73141 | 0.00030401 | 0.01642% | 0.5005% | 8.2164e-07 |  |  |  | 0.435 | -0.13584 | 0.47426 | 0.73141 | 0.00043952 | 0.04746% | 0.5005% | 2.3754e-06 |  |  | 0.435 | -0.13584 | 0.47426 | 0.73141 | 0.00050764 | 0.0822% | 0.5005% | 4.1146e-06
[5 empty] | 0.44 | -0.1253 | 0.47521 | 0.74937 | 0.00031148 | 0.01682% | 0.5005% | 8.4174e-07 |  |  |  | 0.44 | -0.1253 | 0.47521 | 0.74937 | 0.00045031 | 0.04862% | 0.5005% | 2.4335e-06 |  |  | 0.44 | -0.1253 | 0.47521 | 0.74937 | 0.0005201 | 0.08422% | 0.5005% | 4.2152e-06
[5 empty] | 0.445 | -0.11479 | 0.47608 | 0.76773 | 0.00031911 | 0.01723% | 0.5005% | 8.6229e-07 |  |  |  | 0.445 | -0.11479 | 0.47608 | 0.76773 | 0.00046134 | 0.04981% | 0.5005% | 2.4929e-06 |  |  | 0.445 | -0.11479 | 0.47608 | 0.76773 | 0.00053284 | 0.08628% | 0.5005% | 4.3181e-06
[5 empty] | 0.45 | -0.1043 | 0.47687 | 0.7865 | 0.00032691 | 0.01765% | 0.5004% | 8.8331e-07 |  |  |  | 0.45 | -0.1043 | 0.47687 | 0.7865 | 0.00047262 | 0.05103% | 0.5004% | 2.5536e-06 |  |  | 0.45 | -0.1043 | 0.47687 | 0.7865 | 0.00054588 | 0.08839% | 0.5004% | 4.4233e-06
[5 empty] | 0.455 | -0.093822 | 0.47759 | 0.80571 | 0.00033489 | 0.01808% | 0.5004% | 9.048e-07 |  |  |  | 0.455 | -0.093822 | 0.47759 | 0.80571 | 0.00048416 | 0.05228% | 0.5004% | 2.6157e-06 |  |  | 0.455 | -0.093822 | 0.47759 | 0.80571 | 0.00055921 | 0.09055% | 0.5004% | 4.5309e-06
[5 empty] | 0.46 | -0.08336 | 0.47824 | 0.82535 | 0.00034306 | 0.01852% | 0.5003% | 9.2678e-07 |  |  |  | 0.46 | -0.08336 | 0.47824 | 0.82535 | 0.00049597 | 0.05355% | 0.5003% | 2.6793e-06 |  |  | 0.46 | -0.08336 | 0.47824 | 0.82535 | 0.00057284 | 0.09276% | 0.5003% | 4.6409e-06
[5 empty] | 0.465 | -0.072911 | 0.4788 | 0.84545 | 0.00035141 | 0.01897% | 0.5003% | 9.4927e-07 |  |  |  | 0.465 | -0.072911 | 0.4788 | 0.84545 | 0.00050804 | 0.05485% | 0.5003% | 2.7443e-06 |  |  | 0.465 | -0.072911 | 0.4788 | 0.84545 | 0.00058679 | 0.09501% | 0.5003% | 4.7535e-06
[5 empty] | 0.47 | -0.062474 | 0.47929 | 0.86602 | 0.00035996 | 0.01944% | 0.5002% | 9.7228e-07 |  |  |  | 0.47 | -0.062474 | 0.47929 | 0.86602 | 0.0005204 | 0.05619% | 0.5002% | 2.8108e-06 |  |  | 0.47 | -0.062474 | 0.47929 | 0.86602 | 0.00060106 | 0.09732% | 0.5002% | 4.8687e-06
[5 empty] | 0.475 | -0.052047 | 0.47971 | 0.88706 | 0.00036871 | 0.01991% | 0.5002% | 9.9583e-07 |  |  |  | 0.475 | -0.052047 | 0.47971 | 0.88706 | 0.00053305 | 0.05755% | 0.5002% | 2.8788e-06 |  |  | 0.475 | -0.052047 | 0.47971 | 0.88706 | 0.00061567 | 0.09969% | 0.5002% | 4.9865e-06
[5 empty] | 0.48 | -0.041627 | 0.48005 | 0.9086 | 0.00037766 | 0.02039% | 0.5002% | 1.0199e-06 |  |  |  | 0.48 | -0.041627 | 0.48005 | 0.9086 | 0.00054599 | 0.05895% | 0.5002% | 2.9485e-06 |  |  | 0.48 | -0.041627 | 0.48005 | 0.9086 | 0.00063062 | 0.1021% | 0.5002% | 5.1071e-06
[5 empty] | 0.485 | -0.031215 | 0.48031 | 0.93065 | 0.00038682 | 0.02089% | 0.5001% | 1.0446e-06 |  |  |  | 0.485 | -0.031215 | 0.48031 | 0.93065 | 0.00055924 | 0.06038% | 0.5001% | 3.0198e-06 |  |  | 0.485 | -0.031215 | 0.48031 | 0.93065 | 0.00064592 | 0.1046% | 0.5001% | 5.2306e-06
[5 empty] | 0.49 | -0.020807 | 0.4805 | 0.95322 | 0.00039621 | 0.02139% | 0.5001% | 1.0698e-06 |  |  |  | 0.49 | -0.020807 | 0.4805 | 0.95322 | 0.0005728 | 0.06184% | 0.5001% | 3.0927e-06 |  |  | 0.49 | -0.020807 | 0.4805 | 0.95322 | 0.00066159 | 0.1071% | 0.5001% | 5.357e-06
[5 empty] | 0.495 | -0.010403 | 0.48062 | 0.97633 | 0.00040581 | 0.02191% | 0.5001% | 1.0957e-06 |  |  |  | 0.495 | -0.010403 | 0.48062 | 0.97633 | 0.00058669 | 0.06334% | 0.5001% | 3.1675e-06 |  |  | 0.495 | -0.010403 | 0.48062 | 0.97633 | 0.00067763 | 0.1097% | 0.5001% | 5.4863e-06
[5 empty] | 0.5 | 0 | 0.48065 | 1 | 0.00041565 | 0.02244% | 0.5% | 1.1222e-06 |  |  |  | 0.5 | 0 | 0.48065 | 1 | 0.00060091 | 0.06488% | 0.5% | 3.244e-06 |  |  | 0.5 | 0 | 0.48065 | 1 | 0.00069405 | 0.1124% | 0.5% | 5.6188e-06
[5 empty] | 0.505 | 0.010403 | 0.48062 | 1.0242 | 0.00042573 | 0.02299% | 0.5% | 1.1493e-06 |  |  |  | 0.505 | 0.010403 | 0.48062 | 1.0242 | 0.00061548 | 0.06645% | 0.5% | 3.3223e-06 |  |  | 0.505 | 0.010403 | 0.48062 | 1.0242 | 0.00071088 | 0.1151% | 0.5% | 5.7545e-06
[5 empty] | 0.51 | 0.020807 | 0.4805 | 1.0491 | 0.00043605 | 0.02354% | 0.4999% | 1.177e-06 |  |  |  | 0.51 | 0.020807 | 0.4805 | 1.0491 | 0.00063041 | 0.06806% | 0.4999% | 3.4026e-06 |  |  | 0.51 | 0.020807 | 0.4805 | 1.0491 | 0.00072812 | 0.1179% | 0.4999% | 5.8935e-06
[5 empty] | 0.515 | 0.031215 | 0.48031 | 1.0745 | 0.00044662 | 0.02411% | 0.4999% | 1.2055e-06 |  |  |  | 0.515 | 0.031215 | 0.48031 | 1.0745 | 0.0006457 | 0.06971% | 0.4999% | 3.4848e-06 |  |  | 0.515 | 0.031215 | 0.48031 | 1.0745 | 0.00074578 | 0.1207% | 0.4999% | 6.0359e-06
[5 empty] | 0.52 | 0.041627 | 0.48005 | 1.1006 | 0.00045746 | 0.0247% | 0.4999% | 1.2346e-06 |  |  |  | 0.52 | 0.041627 | 0.48005 | 1.1006 | 0.00066136 | 0.0714% | 0.4999% | 3.5691e-06 |  |  | 0.52 | 0.041627 | 0.48005 | 1.1006 | 0.00076387 | 0.1237% | 0.4999% | 6.1818e-06
[5 empty] | 0.525 | 0.052047 | 0.47971 | 1.1273 | 0.00046857 | 0.0253% | 0.4998% | 1.2645e-06 |  |  |  | 0.525 | 0.052047 | 0.47971 | 1.1273 | 0.00067742 | 0.07313% | 0.4998% | 3.6554e-06 |  |  | 0.525 | 0.052047 | 0.47971 | 1.1273 | 0.00078242 | 0.1267% | 0.4998% | 6.3313e-06
[5 empty] | 0.53 | 0.062474 | 0.47929 | 1.1547 | 0.00047996 | 0.02591% | 0.4998% | 1.2951e-06 |  |  |  | 0.53 | 0.062474 | 0.47929 | 1.1547 | 0.00069388 | 0.07491% | 0.4998% | 3.7439e-06 |  |  | 0.53 | 0.062474 | 0.47929 | 1.1547 | 0.00080143 | 0.1297% | 0.4998% | 6.4845e-06
[5 empty] | 0.535 | 0.072911 | 0.4788 | 1.1828 | 0.00049163 | 0.02654% | 0.4997% | 1.3265e-06 |  |  |  | 0.535 | 0.072911 | 0.4788 | 1.1828 | 0.00071076 | 0.07673% | 0.4997% | 3.8346e-06 |  |  | 0.535 | 0.072911 | 0.4788 | 1.1828 | 0.00082093 | 0.1329% | 0.4997% | 6.6416e-06
[5 empty] | 0.54 | 0.08336 | 0.47824 | 1.2116 | 0.0005036 | 0.02719% | 0.4997% | 1.3587e-06 |  |  |  | 0.54 | 0.08336 | 0.47824 | 1.2116 | 0.00072807 | 0.0786% | 0.4997% | 3.9276e-06 |  |  | 0.54 | 0.08336 | 0.47824 | 1.2116 | 0.00084092 | 0.1361% | 0.4997% | 6.8027e-06
[5 empty] | 0.545 | 0.093822 | 0.47759 | 1.2411 | 0.00051588 | 0.02785% | 0.4997% | 1.3917e-06 |  |  |  | 0.545 | 0.093822 | 0.47759 | 1.2411 | 0.00074582 | 0.08052% | 0.4997% | 4.0231e-06 |  |  | 0.545 | 0.093822 | 0.47759 | 1.2411 | 0.00086142 | 0.1395% | 0.4997% | 6.9679e-06
[5 empty] | 0.55 | 0.1043 | 0.47687 | 1.2714 | 0.00052848 | 0.02853% | 0.4996% | 1.4256e-06 |  |  |  | 0.55 | 0.1043 | 0.47687 | 1.2714 | 0.00076403 | 0.08248% | 0.4996% | 4.1209e-06 |  |  | 0.55 | 0.1043 | 0.47687 | 1.2714 | 0.00088245 | 0.1429% | 0.4996% | 7.1373e-06
[5 empty] | 0.555 | 0.11479 | 0.47608 | 1.3025 | 0.0005414 | 0.02923% | 0.4996% | 1.4603e-06 |  |  |  | 0.555 | 0.11479 | 0.47608 | 1.3025 | 0.00078272 | 0.0845% | 0.4996% | 4.2213e-06 |  |  | 0.555 | 0.11479 | 0.47608 | 1.3025 | 0.00090404 | 0.1463% | 0.4996% | 7.3111e-06
[5 empty] | 0.56 | 0.1253 | 0.47521 | 1.3345 | 0.00055467 | 0.02995% | 0.4995% | 1.496e-06 |  |  |  | 0.56 | 0.1253 | 0.47521 | 1.3345 | 0.00080189 | 0.08657% | 0.4995% | 4.3243e-06 |  |  | 0.56 | 0.1253 | 0.47521 | 1.3345 | 0.00092618 | 0.1499% | 0.4995% | 7.4895e-06
[5 empty] | 0.565 | 0.13584 | 0.47426 | 1.3672 | 0.00056828 | 0.03068% | 0.4995% | 1.5326e-06 |  |  |  | 0.565 | 0.13584 | 0.47426 | 1.3672 | 0.00082158 | 0.08869% | 0.4995% | 4.4301e-06 |  |  | 0.565 | 0.13584 | 0.47426 | 1.3672 | 0.00094892 | 0.1536% | 0.4995% | 7.6726e-06
[5 empty] | 0.57 | 0.14639 | 0.47324 | 1.4008 | 0.00058226 | 0.03144% | 0.4995% | 1.5701e-06 |  |  |  | 0.57 | 0.14639 | 0.47324 | 1.4008 | 0.00084179 | 0.09087% | 0.4995% | 4.5386e-06 |  |  | 0.57 | 0.14639 | 0.47324 | 1.4008 | 0.00097226 | 0.1574% | 0.4995% | 7.8605e-06
[5 empty] | 0.575 | 0.15697 | 0.47213 | 1.4354 | 0.00059662 | 0.03221% | 0.4994% | 1.6087e-06 |  |  |  | 0.575 | 0.15697 | 0.47213 | 1.4354 | 0.00086254 | 0.09311% | 0.4994% | 4.6501e-06 |  |  | 0.575 | 0.15697 | 0.47213 | 1.4354 | 0.00099623 | 0.1613% | 0.4994% | 8.0535e-06
[5 empty] | 0.58 | 0.16757 | 0.47096 | 1.4709 | 0.00061136 | 0.03301% | 0.4994% | 1.6483e-06 |  |  |  | 0.58 | 0.16757 | 0.47096 | 1.4709 | 0.00088386 | 0.09541% | 0.4994% | 4.7646e-06 |  |  | 0.58 | 0.16757 | 0.47096 | 1.4709 | 0.0010209 | 0.1652% | 0.4994% | 8.2517e-06
[5 empty] | 0.585 | 0.1782 | 0.4697 | 1.5073 | 0.00062651 | 0.03383% | 0.4993% | 1.689e-06 |  |  |  | 0.585 | 0.1782 | 0.4697 | 1.5073 | 0.00090576 | 0.09777% | 0.4993% | 4.8821e-06 |  |  | 0.585 | 0.1782 | 0.4697 | 1.5073 | 0.0010462 | 0.1693% | 0.4993% | 8.4553e-06
[5 empty] | 0.59 | 0.18886 | 0.46837 | 1.5448 | 0.00064208 | 0.03467% | 0.4993% | 1.7308e-06 |  |  |  | 0.59 | 0.18886 | 0.46837 | 1.5448 | 0.00092827 | 0.1002% | 0.4993% | 5.003e-06 |  |  | 0.59 | 0.18886 | 0.46837 | 1.5448 | 0.0010722 | 0.1735% | 0.4993% | 8.6644e-06
[5 empty] | 0.595 | 0.19955 | 0.46696 | 1.5833 | 0.00065808 | 0.03553% | 0.4992% | 1.7738e-06 |  |  |  | 0.595 | 0.19955 | 0.46696 | 1.5833 | 0.00095141 | 0.1027% | 0.4992% | 5.1272e-06 |  |  | 0.595 | 0.19955 | 0.46696 | 1.5833 | 0.0010989 | 0.1779% | 0.4992% | 8.8794e-06
[5 empty] | 0.6 | 0.21028 | 0.46547 | 1.6228 | 0.00067454 | 0.03642% | 0.4992% | 1.818e-06 |  |  |  | 0.6 | 0.21028 | 0.46547 | 1.6228 | 0.00097519 | 0.1053% | 0.4992% | 5.2548e-06 |  |  | 0.6 | 0.21028 | 0.46547 | 1.6228 | 0.0011263 | 0.1823% | 0.4992% | 9.1004e-06
[5 empty] | 0.605 | 0.22104 | 0.46391 | 1.6636 | 0.00069146 | 0.03733% | 0.4992% | 1.8634e-06 |  |  |  | 0.605 | 0.22104 | 0.46391 | 1.6636 | 0.00099966 | 0.1079% | 0.4992% | 5.3861e-06 |  |  | 0.605 | 0.22104 | 0.46391 | 1.6636 | 0.0011546 | 0.1869% | 0.4992% | 9.3277e-06
[5 empty] | 0.61 | 0.23183 | 0.46226 | 1.7054 | 0.00070886 | 0.03827% | 0.4991% | 1.9101e-06 |  |  |  | 0.61 | 0.23183 | 0.46226 | 1.7054 | 0.0010248 | 0.1106% | 0.4991% | 5.5211e-06 |  |  | 0.61 | 0.23183 | 0.46226 | 1.7054 | 0.0011837 | 0.1916% | 0.4991% | 9.5614e-06
[5 empty] | 0.615 | 0.24267 | 0.46054 | 1.7485 | 0.00072677 | 0.03924% | 0.4991% | 1.9582e-06 |  |  |  | 0.615 | 0.24267 | 0.46054 | 1.7485 | 0.0010507 | 0.1134% | 0.4991% | 5.66e-06 |  |  | 0.615 | 0.24267 | 0.46054 | 1.7485 | 0.0012136 | 0.1964% | 0.4991% | 9.8018e-06
[5 empty] | 0.62 | 0.25355 | 0.45874 | 1.7929 | 0.00074521 | 0.04023% | 0.499% | 2.0077e-06 |  |  |  | 0.62 | 0.25355 | 0.45874 | 1.7929 | 0.0010774 | 0.1163% | 0.499% | 5.8029e-06 |  |  | 0.62 | 0.25355 | 0.45874 | 1.7929 | 0.0012443 | 0.2014% | 0.499% | 1.0049e-05
[5 empty] | 0.625 | 0.26447 | 0.45686 | 1.8385 | 0.00076419 | 0.04126% | 0.499% | 2.0586e-06 |  |  |  | 0.625 | 0.26447 | 0.45686 | 1.8385 | 0.0011048 | 0.1192% | 0.499% | 5.95e-06 |  |  | 0.625 | 0.26447 | 0.45686 | 1.8385 | 0.001276 | 0.2065% | 0.499% | 1.0304e-05
[5 empty] | 0.63 | 0.27544 | 0.4549 | 1.8856 | 0.00078373 | 0.04231% | 0.4989% | 2.111e-06 |  |  |  | 0.63 | 0.27544 | 0.4549 | 1.8856 | 0.0011331 | 0.1223% | 0.4989% | 6.1015e-06 |  |  | 0.63 | 0.27544 | 0.4549 | 1.8856 | 0.0013087 | 0.2118% | 0.4989% | 1.0566e-05
[5 empty] | 0.635 | 0.28645 | 0.45286 | 1.934 | 0.00080386 | 0.0434% | 0.4989% | 2.1651e-06 |  |  |  | 0.635 | 0.28645 | 0.45286 | 1.934 | 0.0011622 | 0.1254% | 0.4989% | 6.2576e-06 |  |  | 0.635 | 0.28645 | 0.45286 | 1.934 | 0.0013423 | 0.2172% | 0.4989% | 1.0836e-05
[5 empty] | 0.64 | 0.29752 | 0.45074 | 1.9839 | 0.00082461 | 0.04452% | 0.4988% | 2.2207e-06 |  |  |  | 0.64 | 0.29752 | 0.45074 | 1.9839 | 0.0011922 | 0.1287% | 0.4988% | 6.4183e-06 |  |  | 0.64 | 0.29752 | 0.45074 | 1.9839 | 0.0013769 | 0.2228% | 0.4988% | 1.1114e-05
[5 empty] | 0.645 | 0.30864 | 0.44854 | 2.0354 | 0.000846 | 0.04567% | 0.4988% | 2.2781e-06 |  |  |  | 0.645 | 0.30864 | 0.44854 | 2.0354 | 0.0012231 | 0.132% | 0.4988% | 6.584e-06 |  |  | 0.645 | 0.30864 | 0.44854 | 2.0354 | 0.0014126 | 0.2286% | 0.4988% | 1.1401e-05
[5 empty] | 0.65 | 0.31982 | 0.44626 | 2.0884 | 0.00086805 | 0.04686% | 0.4987% | 2.3372e-06 |  |  |  | 0.65 | 0.31982 | 0.44626 | 2.0884 | 0.001255 | 0.1354% | 0.4987% | 6.7548e-06 |  |  | 0.65 | 0.31982 | 0.44626 | 2.0884 | 0.0014495 | 0.2345% | 0.4987% | 1.1697e-05
[5 empty] | 0.655 | 0.33105 | 0.4439 | 2.1431 | 0.00089079 | 0.04809% | 0.4987% | 2.3982e-06 |  |  |  | 0.655 | 0.33105 | 0.4439 | 2.1431 | 0.0012878 | 0.139% | 0.4987% | 6.931e-06 |  |  | 0.655 | 0.33105 | 0.4439 | 2.1431 | 0.0014875 | 0.2407% | 0.4987% | 1.2002e-05
[5 empty] | 0.66 | 0.34234 | 0.44146 | 2.1996 | 0.00091427 | 0.04936% | 0.4986% | 2.4611e-06 |  |  |  | 0.66 | 0.34234 | 0.44146 | 2.1996 | 0.0013218 | 0.1426% | 0.4986% | 7.1127e-06 |  |  | 0.66 | 0.34234 | 0.44146 | 2.1996 | 0.0015266 | 0.247% | 0.4986% | 1.2316e-05
[5 empty] | 0.665 | 0.3537 | 0.43893 | 2.2579 | 0.00093849 | 0.05067% | 0.4986% | 2.526e-06 |  |  |  | 0.665 | 0.3537 | 0.43893 | 2.2579 | 0.0013568 | 0.1464% | 0.4986% | 7.3003e-06 |  |  | 0.665 | 0.3537 | 0.43893 | 2.2579 | 0.0015671 | 0.2535% | 0.4986% | 1.2641e-05
[5 empty] | 0.67 | 0.36513 | 0.43632 | 2.3181 | 0.00096351 | 0.05202% | 0.4985% | 2.593e-06 |  |  |  | 0.67 | 0.36513 | 0.43632 | 2.3181 | 0.001393 | 0.1503% | 0.4985% | 7.4939e-06 |  |  | 0.67 | 0.36513 | 0.43632 | 2.3181 | 0.0016089 | 0.2603% | 0.4985% | 1.2976e-05
[5 empty] | 0.675 | 0.37662 | 0.43363 | 2.3803 | 0.00098935 | 0.05341% | 0.4984% | 2.6622e-06 |  |  |  | 0.675 | 0.37662 | 0.43363 | 2.3803 | 0.0014303 | 0.1544% | 0.4984% | 7.6938e-06 |  |  | 0.675 | 0.37662 | 0.43363 | 2.3803 | 0.001652 | 0.2673% | 0.4984% | 1.3322e-05
[5 empty] | 0.68 | 0.38819 | 0.43086 | 2.4445 | 0.0010161 | 0.05485% | 0.4984% | 2.7338e-06 |  |  |  | 0.68 | 0.38819 | 0.43086 | 2.4445 | 0.0014689 | 0.1585% | 0.4984% | 7.9004e-06 |  |  | 0.68 | 0.38819 | 0.43086 | 2.4445 | 0.0016966 | 0.2745% | 0.4984% | 1.3679e-05
[5 empty] | 0.685 | 0.39983 | 0.428 | 2.5109 | 0.0010437 | 0.05634% | 0.4983% | 2.8077e-06 |  |  |  | 0.685 | 0.39983 | 0.428 | 2.5109 | 0.0015088 | 0.1628% | 0.4983% | 8.1139e-06 |  |  | 0.685 | 0.39983 | 0.428 | 2.5109 | 0.0017427 | 0.2819% | 0.4983% | 1.4049e-05
[5 empty] | 0.69 | 0.41156 | 0.42505 | 2.5796 | 0.0010722 | 0.05788% | 0.4983% | 2.8841e-06 |  |  |  | 0.69 | 0.41156 | 0.42505 | 2.5796 | 0.0015501 | 0.1673% | 0.4983% | 8.3347e-06 |  |  | 0.69 | 0.41156 | 0.42505 | 2.5796 | 0.0017904 | 0.2896% | 0.4983% | 1.4431e-05
[5 empty] | 0.695 | 0.42336 | 0.42202 | 2.6507 | 0.0011018 | 0.05948% | 0.4982% | 2.9632e-06 |  |  |  | 0.695 | 0.42336 | 0.42202 | 2.6507 | 0.0015928 | 0.1719% | 0.4982% | 8.5631e-06 |  |  | 0.695 | 0.42336 | 0.42202 | 2.6507 | 0.0018397 | 0.2976% | 0.4982% | 1.4826e-05
[5 empty] | 0.7 | 0.43525 | 0.41891 | 2.7243 | 0.0011323 | 0.06113% | 0.4981% | 3.045e-06 |  |  |  | 0.7 | 0.43525 | 0.41891 | 2.7243 | 0.0016371 | 0.1766% | 0.4981% | 8.7995e-06 |  |  | 0.7 | 0.43525 | 0.41891 | 2.7243 | 0.0018908 | 0.3058% | 0.4981% | 1.5235e-05
[5 empty] | 0.705 | 0.44723 | 0.4157 | 2.8005 | 0.001164 | 0.06284% | 0.4981% | 3.1298e-06 |  |  |  | 0.705 | 0.44723 | 0.4157 | 2.8005 | 0.0016829 | 0.1816% | 0.4981% | 9.0442e-06 |  |  | 0.705 | 0.44723 | 0.4157 | 2.8005 | 0.0019437 | 0.3144% | 0.4981% | 1.5659e-05
[5 empty] | 0.71 | 0.45931 | 0.41241 | 2.8794 | 0.0011968 | 0.06461% | 0.498% | 3.2176e-06 |  |  |  | 0.71 | 0.45931 | 0.41241 | 2.8794 | 0.0017303 | 0.1867% | 0.498% | 9.2977e-06 |  |  | 0.71 | 0.45931 | 0.41241 | 2.8794 | 0.0019985 | 0.3232% | 0.498% | 1.6097e-05
[5 empty] | 0.715 | 0.47148 | 0.40904 | 2.9613 | 0.0012309 | 0.06644% | 0.4979% | 3.3085e-06 |  |  |  | 0.715 | 0.47148 | 0.40904 | 2.9613 | 0.0017795 | 0.192% | 0.4979% | 9.5604e-06 |  |  | 0.715 | 0.47148 | 0.40904 | 2.9613 | 0.0020553 | 0.3324% | 0.4979% | 1.6552e-05
[5 empty] | 0.72 | 0.48376 | 0.40557 | 3.0462 | 0.0012662 | 0.06835% | 0.4979% | 3.4029e-06 |  |  |  | 0.72 | 0.48376 | 0.40557 | 3.0462 | 0.0018305 | 0.1975% | 0.4979% | 9.8328e-06 |  |  | 0.72 | 0.48376 | 0.40557 | 3.0462 | 0.0021142 | 0.3419% | 0.4979% | 1.7023e-05
[5 empty] | 0.725 | 0.49614 | 0.40201 | 3.1343 | 0.0013028 | 0.07033% | 0.4978% | 3.5007e-06 |  |  |  | 0.725 | 0.49614 | 0.40201 | 3.1343 | 0.0018834 | 0.2032% | 0.4978% | 1.0115e-05 |  |  | 0.725 | 0.49614 | 0.40201 | 3.1343 | 0.0021754 | 0.3518% | 0.4978% | 1.7512e-05
[5 empty] | 0.73 | 0.50863 | 0.39837 | 3.2258 | 0.0013408 | 0.07238% | 0.4977% | 3.6023e-06 |  |  |  | 0.73 | 0.50863 | 0.39837 | 3.2258 | 0.0019384 | 0.2091% | 0.4977% | 1.0409e-05 |  |  | 0.73 | 0.50863 | 0.39837 | 3.2258 | 0.0022389 | 0.362% | 0.4977% | 1.8019e-05
[5 empty] | 0.735 | 0.52124 | 0.39463 | 3.3208 | 0.0013803 | 0.07451% | 0.4976% | 3.7078e-06 |  |  |  | 0.735 | 0.52124 | 0.39463 | 3.3208 | 0.0019955 | 0.2153% | 0.4976% | 1.0713e-05 |  |  | 0.735 | 0.52124 | 0.39463 | 3.3208 | 0.0023048 | 0.3727% | 0.4976% | 1.8546e-05
[5 empty] | 0.74 | 0.53398 | 0.3908 | 3.4196 | 0.0014214 | 0.07672% | 0.4976% | 3.8175e-06 |  |  |  | 0.74 | 0.53398 | 0.3908 | 3.4196 | 0.0020549 | 0.2217% | 0.4976% | 1.103e-05 |  |  | 0.74 | 0.53398 | 0.3908 | 3.4196 | 0.0023734 | 0.3838% | 0.4976% | 1.9094e-05
[5 empty] | 0.745 | 0.54684 | 0.38688 | 3.5224 | 0.0014641 | 0.07903% | 0.4975% | 3.9315e-06 |  |  |  | 0.745 | 0.54684 | 0.38688 | 3.5224 | 0.0021166 | 0.2283% | 0.4975% | 1.1359e-05 |  |  | 0.745 | 0.54684 | 0.38688 | 3.5224 | 0.0024447 | 0.3953% | 0.4975% | 1.9663e-05
[5 empty] | 0.75 | 0.55983 | 0.38286 | 3.6293 | 0.0015085 | 0.08143% | 0.4974% | 4.0501e-06 |  |  |  | 0.75 | 0.55983 | 0.38286 | 3.6293 | 0.0021809 | 0.2353% | 0.4974% | 1.1702e-05 |  |  | 0.75 | 0.55983 | 0.38286 | 3.6293 | 0.002519 | 0.4072% | 0.4974% | 2.0255e-05
[5 empty] | 0.755 | 0.57296 | 0.37875 | 3.7407 | 0.0015548 | 0.08393% | 0.4973% | 4.1736e-06 |  |  |  | 0.755 | 0.57296 | 0.37875 | 3.7407 | 0.0022479 | 0.2425% | 0.4973% | 1.2058e-05 |  |  | 0.755 | 0.57296 | 0.37875 | 3.7407 | 0.0025963 | 0.4197% | 0.4973% | 2.0872e-05
[5 empty] | 0.76 | 0.58623 | 0.37455 | 3.8568 | 0.0016031 | 0.08653% | 0.4972% | 4.3023e-06 |  |  |  | 0.76 | 0.58623 | 0.37455 | 3.8568 | 0.0023176 | 0.25% | 0.4972% | 1.243e-05 |  |  | 0.76 | 0.58623 | 0.37455 | 3.8568 | 0.0026769 | 0.4327% | 0.4972% | 2.1515e-05
[5 empty] | 0.765 | 0.59966 | 0.37024 | 3.9779 | 0.0016534 | 0.08925% | 0.4971% | 4.4364e-06 |  |  |  | 0.765 | 0.59966 | 0.37024 | 3.9779 | 0.0023904 | 0.2578% | 0.4971% | 1.2817e-05 |  |  | 0.765 | 0.59966 | 0.37024 | 3.9779 | 0.0027609 | 0.4463% | 0.4971% | 2.2184e-05
[5 empty] | 0.77 | 0.61324 | 0.36584 | 4.1043 | 0.001706 | 0.09208% | 0.497% | 4.5764e-06 |  |  |  | 0.77 | 0.61324 | 0.36584 | 4.1043 | 0.0024664 | 0.266% | 0.497% | 1.3221e-05 |  |  | 0.77 | 0.61324 | 0.36584 | 4.1043 | 0.0028486 | 0.4604% | 0.497% | 2.2883e-05
[5 empty] | 0.775 | 0.62699 | 0.36134 | 4.2364 | 0.0017609 | 0.09504% | 0.4969% | 4.7226e-06 |  |  |  | 0.775 | 0.62699 | 0.36134 | 4.2364 | 0.0025457 | 0.2746% | 0.4969% | 1.3643e-05 |  |  | 0.775 | 0.62699 | 0.36134 | 4.2364 | 0.0029403 | 0.4752% | 0.4969% | 2.3612e-05
[5 empty] | 0.78 | 0.64092 | 0.35674 | 4.3744 | 0.0018182 | 0.09814% | 0.4968% | 4.8753e-06 |  |  |  | 0.78 | 0.64092 | 0.35674 | 4.3744 | 0.0026287 | 0.2835% | 0.4968% | 1.4084e-05 |  |  | 0.78 | 0.64092 | 0.35674 | 4.3744 | 0.0030361 | 0.4906% | 0.4968% | 2.4374e-05
[5 empty] | 0.785 | 0.65503 | 0.35204 | 4.5189 | 0.0018783 | 0.1014% | 0.4967% | 5.0351e-06 |  |  |  | 0.785 | 0.65503 | 0.35204 | 4.5189 | 0.0027154 | 0.2928% | 0.4967% | 1.4545e-05 |  |  | 0.785 | 0.65503 | 0.35204 | 4.5189 | 0.0031363 | 0.5068% | 0.4967% | 2.5172e-05
[5 empty] | 0.79 | 0.66933 | 0.34723 | 4.6701 | 0.0019411 | 0.1048% | 0.4966% | 5.2023e-06 |  |  |  | 0.79 | 0.66933 | 0.34723 | 4.6701 | 0.0028064 | 0.3026% | 0.4966% | 1.5027e-05 |  |  | 0.79 | 0.66933 | 0.34723 | 4.6701 | 0.0032413 | 0.5237% | 0.4966% | 2.6006e-05
[5 empty] | 0.795 | 0.68383 | 0.34232 | 4.8287 | 0.0020071 | 0.1083% | 0.4964% | 5.3775e-06 |  |  |  | 0.795 | 0.68383 | 0.34232 | 4.8287 | 0.0029016 | 0.3129% | 0.4964% | 1.5533e-05 |  |  | 0.795 | 0.68383 | 0.34232 | 4.8287 | 0.0033514 | 0.5415% | 0.4964% | 2.688e-05
[5 empty] | 0.8 | 0.69855 | 0.3373 | 4.9951 | 0.0020762 | 0.1121% | 0.4963% | 5.5613e-06 |  |  |  | 0.8 | 0.69855 | 0.3373 | 4.9951 | 0.0030016 | 0.3237% | 0.4963% | 1.6063e-05 |  |  | 0.8 | 0.69855 | 0.3373 | 4.9951 | 0.0034669 | 0.5601% | 0.4963% | 2.7796e-05
[5 empty] | 0.805 | 0.71348 | 0.33218 | 5.1699 | 0.0021489 | 0.116% | 0.4962% | 5.7542e-06 |  |  |  | 0.805 | 0.71348 | 0.33218 | 5.1699 | 0.0031067 | 0.335% | 0.4962% | 1.662e-05 |  |  | 0.805 | 0.71348 | 0.33218 | 5.1699 | 0.0035882 | 0.5796% | 0.4962% | 2.8758e-05
[5 empty] | 0.81 | 0.72865 | 0.32695 | 5.3537 | 0.0022253 | 0.1201% | 0.496% | 5.9569e-06 |  |  |  | 0.81 | 0.72865 | 0.32695 | 5.3537 | 0.0032171 | 0.3468% | 0.496% | 1.7204e-05 |  |  | 0.81 | 0.72865 | 0.32695 | 5.3537 | 0.0037158 | 0.6001% | 0.496% | 2.9769e-05
[5 empty] | 0.815 | 0.74407 | 0.3216 | 5.5472 | 0.0023057 | 0.1244% | 0.4959% | 6.1702e-06 |  |  |  | 0.815 | 0.74407 | 0.3216 | 5.5472 | 0.0033334 | 0.3594% | 0.4959% | 1.782e-05 |  |  | 0.815 | 0.74407 | 0.3216 | 5.5472 | 0.00385 | 0.6218% | 0.4959% | 3.0832e-05
[5 empty] | 0.82 | 0.75975 | 0.31614 | 5.7511 | 0.0023905 | 0.129% | 0.4957% | 6.3948e-06 |  |  |  | 0.82 | 0.75975 | 0.31614 | 5.7511 | 0.0034559 | 0.3725% | 0.4957% | 1.8468e-05 |  |  | 0.82 | 0.75975 | 0.31614 | 5.7511 | 0.0039916 | 0.6446% | 0.4957% | 3.1952e-05
[5 empty] | 0.825 | 0.77571 | 0.31057 | 5.9664 | 0.0024799 | 0.1338% | 0.4956% | 6.6318e-06 |  |  |  | 0.825 | 0.77571 | 0.31057 | 5.9664 | 0.0035853 | 0.3865% | 0.4956% | 1.9151e-05 |  |  | 0.825 | 0.77571 | 0.31057 | 5.9664 | 0.004141 | 0.6686% | 0.4956% | 3.3132e-05
[5 empty] | 0.83 | 0.79196 | 0.30488 | 6.1938 | 0.0025745 | 0.1389% | 0.4954% | 6.882e-06 |  |  |  | 0.83 | 0.79196 | 0.30488 | 6.1938 | 0.0037219 | 0.4012% | 0.4954% | 1.9873e-05 |  |  | 0.83 | 0.79196 | 0.30488 | 6.1938 | 0.0042988 | 0.694% | 0.4954% | 3.4379e-05
[5 empty] | 0.835 | 0.80851 | 0.29908 | 6.4345 | 0.0026745 | 0.1443% | 0.4952% | 7.1465e-06 |  |  |  | 0.835 | 0.80851 | 0.29908 | 6.4345 | 0.0038666 | 0.4167% | 0.4952% | 2.0636e-05 |  |  | 0.835 | 0.80851 | 0.29908 | 6.4345 | 0.0044659 | 0.7209% | 0.4952% | 3.5696e-05
[5 empty] | 0.84 | 0.8254 | 0.29315 | 6.6896 | 0.0027805 | 0.15% | 0.495% | 7.4267e-06 |  |  |  | 0.84 | 0.8254 | 0.29315 | 6.6896 | 0.0040199 | 0.4332% | 0.495% | 2.1443e-05 |  |  | 0.84 | 0.8254 | 0.29315 | 6.6896 | 0.0046429 | 0.7493% | 0.495% | 3.7092e-05
[5 empty] | 0.845 | 0.84263 | 0.28709 | 6.9604 | 0.0028931 | 0.1561% | 0.4948% | 7.7238e-06 |  |  |  | 0.845 | 0.84263 | 0.28709 | 6.9604 | 0.0041826 | 0.4507% | 0.4948% | 2.23e-05 |  |  | 0.845 | 0.84263 | 0.28709 | 6.9604 | 0.0048309 | 0.7796% | 0.4948% | 3.8571e-05
[5 empty] | 0.85 | 0.86024 | 0.28091 | 7.2484 | 0.0030128 | 0.1626% | 0.4946% | 8.0395e-06 |  |  |  | 0.85 | 0.86024 | 0.28091 | 7.2484 | 0.0043556 | 0.4693% | 0.4946% | 2.321e-05 |  |  | 0.85 | 0.86024 | 0.28091 | 7.2484 | 0.0050308 | 0.8117% | 0.4946% | 4.0142e-05
[5 empty] | 0.855 | 0.87824 | 0.27461 | 7.5551 | 0.0031403 | 0.1694% | 0.4943% | 8.3754e-06 |  |  |  | 0.855 | 0.87824 | 0.27461 | 7.5551 | 0.00454 | 0.4891% | 0.4943% | 2.4178e-05 |  |  | 0.855 | 0.87824 | 0.27461 | 7.5551 | 0.0052437 | 0.8459% | 0.4943% | 4.1814e-05
[5 empty] | 0.86 | 0.89667 | 0.26816 | 7.8825 | 0.0032764 | 0.1768% | 0.4941% | 8.7335e-06 |  |  |  | 0.86 | 0.89667 | 0.26816 | 7.8825 | 0.0047367 | 0.5103% | 0.4941% | 2.521e-05 |  |  | 0.86 | 0.89667 | 0.26816 | 7.8825 | 0.0054709 | 0.8824% | 0.4941% | 4.3595e-05
[5 empty] | 0.865 | 0.91554 | 0.26159 | 8.2327 | 0.0034219 | 0.1846% | 0.4938% | 9.1161e-06 |  |  |  | 0.865 | 0.91554 | 0.26159 | 8.2327 | 0.0049471 | 0.5329% | 0.4938% | 2.6313e-05 |  |  | 0.865 | 0.91554 | 0.26159 | 8.2327 | 0.0057139 | 0.9214% | 0.4938% | 4.5498e-05
[5 empty] | 0.87 | 0.9349 | 0.25487 | 8.608 | 0.0035779 | 0.193% | 0.4935% | 9.5257e-06 |  |  |  | 0.87 | 0.9349 | 0.25487 | 8.608 | 0.0051727 | 0.5571% | 0.4935% | 2.7493e-05 |  |  | 0.87 | 0.9349 | 0.25487 | 8.608 | 0.0059744 | 0.9632% | 0.4935% | 4.7534e-05
[5 empty] | 0.875 | 0.95479 | 0.24802 | 9.0114 | 0.0037456 | 0.2021% | 0.4932% | 9.9652e-06 |  |  |  | 0.875 | 0.95479 | 0.24802 | 9.0114 | 0.0054151 | 0.5831% | 0.4932% | 2.8759e-05 |  |  | 0.875 | 0.95479 | 0.24802 | 9.0114 | 0.0062544 | 1.008% | 0.4932% | 4.9718e-05
[5 empty] | 0.88 | 0.97524 | 0.24101 | 9.4458 | 0.0039262 | 0.2118% | 0.4928% | 1.0438e-05 |  |  |  | 0.88 | 0.97524 | 0.24101 | 9.4458 | 0.0056761 | 0.6111% | 0.4928% | 3.012e-05 |  |  | 0.88 | 0.97524 | 0.24101 | 9.4458 | 0.0065559 | 1.056% | 0.4928% | 5.2066e-05
[5 empty] | 0.885 | 0.9963 | 0.23386 | 9.9151 | 0.0041212 | 0.2223% | 0.4925% | 1.0948e-05 |  |  |  | 0.885 | 0.9963 | 0.23386 | 9.9151 | 0.0059581 | 0.6414% | 0.4925% | 3.1588e-05 |  |  | 0.885 | 0.9963 | 0.23386 | 9.9151 | 0.0068816 | 1.109% | 0.4925% | 5.4598e-05
[5 empty] | 0.89 | 1.018 | 0.22655 | 10.4236 | 0.0043326 | 0.2337% | 0.4921% | 1.1499e-05 |  |  |  | 0.89 | 1.018 | 0.22655 | 10.4236 | 0.0062637 | 0.6742% | 0.4921% | 3.3176e-05 |  |  | 0.89 | 1.018 | 0.22655 | 10.4236 | 0.0072346 | 1.165% | 0.4921% | 5.7334e-05
[5 empty] | 0.895 | 1.0405 | 0.21908 | 10.9764 | 0.0045623 | 0.2461% | 0.4916% | 1.2097e-05 |  |  |  | 0.895 | 1.0405 | 0.21908 | 10.9764 | 0.0065959 | 0.7098% | 0.4916% | 3.4897e-05 |  |  | 0.895 | 1.0405 | 0.21908 | 10.9764 | 0.0076182 | 1.227% | 0.4916% | 6.0302e-05
[5 empty] | 0.9 | 1.0637 | 0.21144 | 11.5794 | 0.004813 | 0.2596% | 0.4912% | 1.2749e-05 |  |  |  | 0.9 | 1.0637 | 0.21144 | 11.5794 | 0.0069583 | 0.7487% | 0.4912% | 3.6771e-05 |  |  | 0.9 | 1.0637 | 0.21144 | 11.5794 | 0.0080368 | 1.294% | 0.4912% | 6.3531e-05
[5 empty] | 0.905 | 1.0878 | 0.20364 | 12.24 | 0.0050875 | 0.2744% | 0.4906% | 1.346e-05 |  |  |  | 0.905 | 1.0878 | 0.20364 | 12.24 | 0.0073552 | 0.7912% | 0.4906% | 3.8818e-05 |  |  | 0.905 | 1.0878 | 0.20364 | 12.24 | 0.0084952 | 1.367% | 0.4906% | 6.7058e-05
[5 empty] | 0.91 | 1.1128 | 0.19565 | 12.9666 | 0.0053896 | 0.2906% | 0.49% | 1.4241e-05 |  |  |  | 0.91 | 1.1128 | 0.19565 | 12.9666 | 0.0077918 | 0.838% | 0.49% | 4.1064e-05 |  |  | 0.91 | 1.1128 | 0.19565 | 12.9666 | 0.0089995 | 1.447% | 0.49% | 7.0924e-05
[5 empty] | 0.915 | 1.1389 | 0.18748 | 13.7698 | 0.0057234 | 0.3086% | 0.4894% | 1.5101e-05 |  |  |  | 0.915 | 1.1389 | 0.18748 | 13.7698 | 0.0082745 | 0.8897% | 0.4894% | 4.3538e-05 |  |  | 0.915 | 1.1389 | 0.18748 | 13.7698 | 0.009557 | 1.536% | 0.4894% | 7.5183e-05
[5 empty] | 0.92 | 1.1662 | 0.17912 | 14.6625 | 0.0060945 | 0.3286% | 0.4886% | 1.6055e-05 |  |  |  | 0.92 | 1.1662 | 0.17912 | 14.6625 | 0.0088109 | 0.9471% | 0.4886% | 4.6277e-05 |  |  | 0.92 | 1.1662 | 0.17912 | 14.6625 | 0.010177 | 1.635% | 0.4886% | 7.9896e-05
[5 empty] | 0.925 | 1.1948 | 0.17055 | 15.6607 | 0.0065094 | 0.3509% | 0.4878% | 1.7116e-05 |  |  |  | 0.925 | 1.1948 | 0.17055 | 15.6607 | 0.0094107 | 1.011% | 0.4878% | 4.9327e-05 |  |  | 0.925 | 1.1948 | 0.17055 | 15.6607 | 0.010869 | 1.745% | 0.4878% | 8.5142e-05
[5 empty] | 0.93 | 1.2249 | 0.16177 | 16.7844 | 0.0069764 | 0.376% | 0.4868% | 1.8306e-05 |  |  |  | 0.93 | 1.2249 | 0.16177 | 16.7844 | 0.010086 | 1.083% | 0.4868% | 5.2744e-05 |  |  | 0.93 | 1.2249 | 0.16177 | 16.7844 | 0.011649 | 1.869% | 0.4868% | 9.1016e-05
[5 empty] | 0.935 | 1.2567 | 0.15276 | 18.0595 | 0.0075064 | 0.4045% | 0.4858% | 1.965e-05 |  |  |  | 0.935 | 1.2567 | 0.15276 | 18.0595 | 0.010852 | 1.165% | 0.4858% | 5.66e-05 |  |  | 0.935 | 1.2567 | 0.15276 | 18.0595 | 0.012534 | 2.01% | 0.4858% | 9.7641e-05
[5 empty] | 0.94 | 1.2905 | 0.14352 | 19.5192 | 0.0081132 | 0.4372% | 0.4845% | 2.118e-05 |  |  |  | 0.94 | 1.2905 | 0.14352 | 19.5192 | 0.011729 | 1.259% | 0.4845% | 6.0987e-05 |  |  | 0.94 | 1.2905 | 0.14352 | 19.5192 | 0.013547 | 2.171% | 0.4845% | 0.00010517
[5 empty] | 0.945 | 1.3265 | 0.13403 | 21.208 | 0.0088151 | 0.4749% | 0.483% | 2.2937e-05 |  |  |  | 0.945 | 1.3265 | 0.13403 | 21.208 | 0.012744 | 1.367% | 0.483% | 6.6024e-05 |  |  | 0.945 | 1.3265 | 0.13403 | 21.208 | 0.01472 | 2.356% | 0.483% | 0.00011381
[5 empty] | 0.95 | 1.3652 | 0.12426 | 23.1861 | 0.0096373 | 0.5191% | 0.4812% | 2.4979e-05 |  |  |  | 0.95 | 1.3652 | 0.12426 | 23.1861 | 0.013933 | 1.493% | 0.4812% | 7.1872e-05 |  |  | 0.95 | 1.3652 | 0.12426 | 23.1861 | 0.016092 | 2.573% | 0.4812% | 0.00012384
[5 empty] | 0.955 | 1.4072 | 0.1142 | 25.5376 | 0.010615 | 0.5716% | 0.4791% | 2.7383e-05 |  |  |  | 0.955 | 1.4072 | 0.1142 | 25.5376 | 0.015346 | 1.644% | 0.4791% | 7.8748e-05 |  |  | 0.955 | 1.4072 | 0.1142 | 25.5376 | 0.017724 | 2.831% | 0.4791% | 0.00013561
[5 empty] | 0.96 | 1.4531 | 0.10382 | 28.3837 | 0.011798 | 0.6351% | 0.4764% | 3.0256e-05 |  |  |  | 0.96 | 1.4531 | 0.10382 | 28.3837 | 0.017056 | 1.825% | 0.4764% | 8.696e-05 |  |  | 0.96 | 1.4531 | 0.10382 | 28.3837 | 0.0197 | 3.141% | 0.4764% | 0.00014965
[5 empty] | 0.965 | 1.5039 | 0.093096 | 31.907 | 0.013262 | 0.7136% | 0.4731% | 3.3759e-05 |  |  |  | 0.965 | 1.5039 | 0.093096 | 31.907 | 0.019173 | 2.049% | 0.4731% | 9.6955e-05 |  |  | 0.965 | 1.5039 | 0.093096 | 31.907 | 0.022145 | 3.524% | 0.4731% | 0.00016671
[5 empty] | 0.97 | 1.5611 | 0.081978 | 36.3964 | 0.015128 | 0.8136% | 0.4687% | 3.8133e-05 |  |  |  | 0.97 | 1.5611 | 0.081978 | 36.3964 | 0.021871 | 2.334% | 0.4687% | 0.00010941 |  |  | 0.97 | 1.5611 | 0.081978 | 36.3964 | 0.025261 | 4.01% | 0.4687% | 0.00018793
[5 empty] | 0.975 | 1.6268 | 0.070416 | 42.3419 | 0.017599 | 0.9459% | 0.4627% | 4.3766e-05 |  |  |  | 0.975 | 1.6268 | 0.070416 | 42.3419 | 0.025444 | 2.711% | 0.4627% | 0.00012542 |  |  | 0.975 | 1.6268 | 0.070416 | 42.3419 | 0.029388 | 4.649% | 0.4627% | 0.00021513
[5 empty] | 0.98 | 1.7046 | 0.058335 | 50.6537 | 0.021054 | 1.13% | 0.4541% | 5.1334e-05 |  |  |  | 0.98 | 1.7046 | 0.058335 | 50.6537 | 0.030439 | 3.234% | 0.4541% | 0.00014685 |  |  | 0.98 | 1.7046 | 0.058335 | 50.6537 | 0.035156 | 5.536% | 0.4541% | 0.00025139
[5 empty] | 0.985 | 1.8012 | 0.045627 | 63.2667 | 0.026297 | 1.41% | 0.4406% | 6.2123e-05 |  |  |  | 0.985 | 1.8012 | 0.045627 | 63.2667 | 0.038018 | 4.023% | 0.4406% | 0.00017724 |  |  | 0.985 | 1.8012 | 0.045627 | 63.2667 | 0.04391 | 6.866% | 0.4406% | 0.00030253
[5 empty] | 0.99 | 1.9309 | 0.032111 | 85.2842 | 0.035448 | 1.896% | 0.4165% | 7.8961e-05 |  |  |  | 0.99 | 1.9309 | 0.032111 | 85.2842 | 0.051249 | 5.384% | 0.4165% | 0.00022424 |  |  | 0.99 | 1.9309 | 0.032111 | 85.2842 | 0.059192 | 9.144% | 0.4165% | 0.0003808
[5 empty] | 0.995 | 2.1379 | 0.017421 | 137.3847 | 0.057104 | 3.037% | 0.3607% | 0.00010954 |  |  |  | 0.995 | 2.1379 | 0.017421 | 137.3847 | 0.082556 | 8.53% | 0.3607% | 0.00030772 |  |  | 0.995 | 2.1379 | 0.017421 | 137.3847 | 0.095352 | 14.31% | 0.3607% | 0.00051634
|  |  |  | 5 | Flu: Standing, Speaking | 1 | hr | -0.76955 | 0.84 |  |  | R(ERq) |  |  |  | Flu: Standing, Speaking | 2 | hr | -0.76955 | 0.84 |  |  | R(ERq) |  |  | Flu: Standing, Speaking | 3 | hr | -0.76955 | 0.84 |  |  | R(ERq)
[5 empty] | Percentile Increment | log10ERq | pdf log10ERq | ERq | Avg quanta/m3 | PI(ERq) | PERq | PI(ERq)*PERq | Risk = | 0.00018206 |  | Percentile Increment | log10ERq | pdf log10ERq | ERq | Avg quanta/m3 | PI(ERq) | PERq | PI(ERq)*PERq | Risk = | 0.00052564 | Percentile Increment | log10ERq | pdf log10ERq | ERq | Avg quanta/m3 | PI(ERq) | PERq | PI(ERq)*PERq | Risk = | 0.00090918
[5 empty] | 0.005 | -2.9332 | 0.017214 | 0.0011661 | 4.8471e-07 | 2.617e-05% |  | 0 | Percentile = | 0.79 |  | 0.005 | -2.9332 | 0.017214 | 0.0011661 | 7.0075e-07 | 7.568e-05% |  | 0 | Percentile = | 0.79 | 0.005 | -2.9332 | 0.017214 | 0.0011661 | 8.0937e-07 | 0.0001311% |  | 0 | Percentile = | 0.79
[5 empty] | 0.01 | -2.7237 | 0.031729 | 0.0018894 | 7.8532e-07 | 4.241e-05% | 0.6649% | 2.8197e-09 | R(ERq)max = | 0.002001% |  | 0.01 | -2.7237 | 0.031729 | 0.0018894 | 1.1353e-06 | 0.0001226% | 0.6649% | 8.1531e-09 | R(ERq)max = | 0.005756% | 0.01 | -2.7237 | 0.031729 | 0.0018894 | 1.3113e-06 | 0.0002124% | 0.6649% | 1.4125e-08 | R(ERq)max = | 0.009913%
[5 empty] | 0.015 | -2.5924 | 0.045084 | 0.0025561 | 1.0624e-06 | 5.737e-05% | 0.5918% | 3.395e-09 | PI 90% = | 0.0455% |  | 0.015 | -2.5924 | 0.045084 | 0.0025561 | 1.536e-06 | 0.0001659% | 0.5918% | 9.8164e-09 | PI 90% = | 0.1315% | 0.015 | -2.5924 | 0.045084 | 0.0025561 | 1.7741e-06 | 0.0002874% | 0.5918% | 1.7007e-08 | PI 90% = | 0.2277%
[5 empty] | 0.02 | -2.4947 | 0.057641 | 0.0032011 | 1.3305e-06 | 7.185e-05% | 0.5633% | 4.0473e-09 | Percentile = | 0.9 |  | 0.02 | -2.4947 | 0.057641 | 0.0032011 | 1.9236e-06 | 0.0002077% | 0.5633% | 1.1702e-08 | Percentile = | 0.9 | 0.02 | -2.4947 | 0.057641 | 0.0032011 | 2.2217e-06 | 0.0003599% | 0.5633% | 2.0274e-08 | Percentile = | 0.9
[5 empty] | 0.025 | -2.4159 | 0.069577 | 0.0038378 | 1.5952e-06 | 8.614e-05% | 0.5481% | 4.7215e-09 |  |  |  | 0.025 | -2.4159 | 0.069577 | 0.0038378 | 2.3062e-06 | 0.0002491% | 0.5481% | 1.3652e-08 |  |  | 0.025 | -2.4159 | 0.069577 | 0.0038378 | 2.6636e-06 | 0.0004315% | 0.5481% | 2.3652e-08
[5 empty] | 0.03 | -2.3494 | 0.081002 | 0.0044728 | 1.8591e-06 | 0.0001004% | 0.5387% | 5.4081e-09 |  |  |  | 0.03 | -2.3494 | 0.081002 | 0.0044728 | 2.6878e-06 | 0.0002903% | 0.5387% | 1.5637e-08 |  |  | 0.03 | -2.3494 | 0.081002 | 0.0044728 | 3.1044e-06 | 0.0005029% | 0.5387% | 2.7091e-08
[5 empty] | 0.035 | -2.2916 | 0.091988 | 0.0051103 | 2.1241e-06 | 0.0001147% | 0.5323% | 6.105e-09 |  |  |  | 0.035 | -2.2916 | 0.091988 | 0.0051103 | 3.0708e-06 | 0.0003316% | 0.5323% | 1.7652e-08 |  |  | 0.035 | -2.2916 | 0.091988 | 0.0051103 | 3.5468e-06 | 0.0005746% | 0.5323% | 3.0583e-08
[5 empty] | 0.04 | -2.2401 | 0.10259 | 0.0057527 | 2.3911e-06 | 0.0001291% | 0.5276% | 6.8123e-09 |  |  |  | 0.04 | -2.2401 | 0.10259 | 0.0057527 | 3.4569e-06 | 0.0003733% | 0.5276% | 1.9697e-08 |  |  | 0.04 | -2.2401 | 0.10259 | 0.0057527 | 3.9927e-06 | 0.0006468% | 0.5276% | 3.4126e-08
[5 empty] | 0.045 | -2.1937 | 0.11284 | 0.006402 | 2.661e-06 | 0.0001437% | 0.5241% | 7.5304e-09 |  |  |  | 0.045 | -2.1937 | 0.11284 | 0.006402 | 3.847e-06 | 0.0004155% | 0.5241% | 2.1774e-08 |  |  | 0.045 | -2.1937 | 0.11284 | 0.006402 | 4.4433e-06 | 0.0007198% | 0.5241% | 3.7723e-08
[5 empty] | 0.05 | -2.1512 | 0.12278 | 0.0070595 | 2.9343e-06 | 0.0001585% | 0.5213% | 8.2599e-09 |  |  |  | 0.05 | -2.1512 | 0.12278 | 0.0070595 | 4.2421e-06 | 0.0004581% | 0.5213% | 2.3883e-08 |  |  | 0.05 | -2.1512 | 0.12278 | 0.0070595 | 4.8997e-06 | 0.0007937% | 0.5213% | 4.1377e-08
[5 empty] | 0.055 | -2.112 | 0.13243 | 0.0077262 | 3.2114e-06 | 0.0001734% | 0.5191% | 9.0013e-09 |  |  |  | 0.055 | -2.112 | 0.13243 | 0.0077262 | 4.6428e-06 | 0.0005014% | 0.5191% | 2.6027e-08 |  |  | 0.055 | -2.112 | 0.13243 | 0.0077262 | 5.3624e-06 | 0.0008687% | 0.5191% | 4.5091e-08
[5 empty] | 0.06 | -2.0756 | 0.14181 | 0.0084031 | 3.4927e-06 | 0.0001886% | 0.5172% | 9.7553e-09 |  |  |  | 0.06 | -2.0756 | 0.14181 | 0.0084031 | 5.0495e-06 | 0.0005453% | 0.5172% | 2.8207e-08 |  |  | 0.06 | -2.0756 | 0.14181 | 0.0084031 | 5.8322e-06 | 0.0009448% | 0.5172% | 4.8868e-08
[5 empty] | 0.065 | -2.0414 | 0.15095 | 0.0090908 | 3.7786e-06 | 0.000204% | 0.5157% | 1.0522e-08 |  |  |  | 0.065 | -2.0414 | 0.15095 | 0.0090908 | 5.4628e-06 | 0.00059% | 0.5157% | 3.0425e-08 |  |  | 0.065 | -2.0414 | 0.15095 | 0.0090908 | 6.3095e-06 | 0.001022% | 0.5157% | 5.2711e-08
[5 empty] | 0.07 | -2.0092 | 0.15984 | 0.00979 | 4.0692e-06 | 0.0002197% | 0.5144% | 1.1303e-08 |  |  |  | 0.07 | -2.0092 | 0.15984 | 0.00979 | 5.883e-06 | 0.0006354% | 0.5144% | 3.2682e-08 |  |  | 0.07 | -2.0092 | 0.15984 | 0.00979 | 6.7948e-06 | 0.001101% | 0.5144% | 5.6622e-08
[5 empty] | 0.075 | -1.9788 | 0.16852 | 0.010501 | 4.3649e-06 | 0.0002357% | 0.5133% | 1.2098e-08 |  |  |  | 0.075 | -1.9788 | 0.16852 | 0.010501 | 6.3104e-06 | 0.0006815% | 0.5133% | 3.4981e-08 |  |  | 0.075 | -1.9788 | 0.16852 | 0.010501 | 7.2885e-06 | 0.001181% | 0.5133% | 6.0603e-08
[5 empty] | 0.08 | -1.9498 | 0.17698 | 0.011225 | 4.6657e-06 | 0.0002519% | 0.5123% | 1.2907e-08 |  |  |  | 0.08 | -1.9498 | 0.17698 | 0.011225 | 6.7453e-06 | 0.0007285% | 0.5123% | 3.7321e-08 |  |  | 0.08 | -1.9498 | 0.17698 | 0.011225 | 7.7908e-06 | 0.001262% | 0.5123% | 6.4658e-08
[5 empty] | 0.085 | -1.9222 | 0.18525 | 0.011962 | 4.9719e-06 | 0.0002685% | 0.5115% | 1.3732e-08 |  |  |  | 0.085 | -1.9222 | 0.18525 | 0.011962 | 7.188e-06 | 0.0007763% | 0.5115% | 3.9704e-08 |  |  | 0.085 | -1.9222 | 0.18525 | 0.011962 | 8.3022e-06 | 0.001345% | 0.5115% | 6.8787e-08
[5 empty] | 0.09 | -1.8958 | 0.19332 | 0.012712 | 5.2838e-06 | 0.0002853% | 0.5107% | 1.4571e-08 |  |  |  | 0.09 | -1.8958 | 0.19332 | 0.012712 | 7.6388e-06 | 0.000825% | 0.5107% | 4.2132e-08 |  |  | 0.09 | -1.8958 | 0.19332 | 0.012712 | 8.8228e-06 | 0.001429% | 0.5107% | 7.2994e-08
[5 empty] | 0.095 | -1.8704 | 0.20121 | 0.013476 | 5.6013e-06 | 0.0003025% | 0.51% | 1.5427e-08 |  |  |  | 0.095 | -1.8704 | 0.20121 | 0.013476 | 8.098e-06 | 0.0008746% | 0.51% | 4.4606e-08 |  |  | 0.095 | -1.8704 | 0.20121 | 0.013476 | 9.3531e-06 | 0.001515% | 0.51% | 7.7279e-08
[5 empty] | 0.1 | -1.8461 | 0.20893 | 0.014254 | 5.9248e-06 | 0.0003199% | 0.5094% | 1.6299e-08 |  |  |  | 0.1 | -1.8461 | 0.20893 | 0.014254 | 8.5656e-06 | 0.0009251% | 0.5094% | 4.7126e-08 |  |  | 0.1 | -1.8461 | 0.20893 | 0.014254 | 9.8932e-06 | 0.001603% | 0.5094% | 8.1646e-08
[5 empty] | 0.105 | -1.8225 | 0.21647 | 0.015047 | 6.2543e-06 | 0.0003377% | 0.5089% | 1.7187e-08 |  |  |  | 0.105 | -1.8225 | 0.21647 | 0.015047 | 9.042e-06 | 0.0009765% | 0.5089% | 4.9695e-08 |  |  | 0.105 | -1.8225 | 0.21647 | 0.015047 | 1.0444e-05 | 0.001692% | 0.5089% | 8.6096e-08
[5 empty] | 0.11 | -1.7998 | 0.22385 | 0.015855 | 6.5901e-06 | 0.0003559% | 0.5084% | 1.8092e-08 |  |  |  | 0.11 | -1.7998 | 0.22385 | 0.015855 | 9.5275e-06 | 0.001029% | 0.5084% | 5.2312e-08 |  |  | 0.11 | -1.7998 | 0.22385 | 0.015855 | 1.1004e-05 | 0.001783% | 0.5084% | 9.063e-08
[5 empty] | 0.115 | -1.7779 | 0.23107 | 0.016678 | 6.9323e-06 | 0.0003743% | 0.508% | 1.9015e-08 |  |  |  | 0.115 | -1.7779 | 0.23107 | 0.016678 | 1.0022e-05 | 0.001082% | 0.508% | 5.498e-08 |  |  | 0.115 | -1.7779 | 0.23107 | 0.016678 | 1.1576e-05 | 0.001875% | 0.508% | 9.5252e-08
[5 empty] | 0.12 | -1.7565 | 0.23814 | 0.017517 | 7.2809e-06 | 0.0003932% | 0.5075% | 1.9955e-08 |  |  |  | 0.12 | -1.7565 | 0.23814 | 0.017517 | 1.0526e-05 | 0.001137% | 0.5075% | 5.7699e-08 |  |  | 0.12 | -1.7565 | 0.23814 | 0.017517 | 1.2158e-05 | 0.00197% | 0.5075% | 9.9963e-08
[5 empty] | 0.125 | -1.7358 | 0.24506 | 0.018372 | 7.6363e-06 | 0.0004124% | 0.5072% | 2.0914e-08 |  |  |  | 0.125 | -1.7358 | 0.24506 | 0.018372 | 1.104e-05 | 0.001192% | 0.5072% | 6.047e-08 |  |  | 0.125 | -1.7358 | 0.24506 | 0.018372 | 1.2751e-05 | 0.002066% | 0.5072% | 1.0476e-07
[5 empty] | 0.13 | -1.7157 | 0.25184 | 0.019243 | 7.9985e-06 | 0.0004319% | 0.5068% | 2.1891e-08 |  |  |  | 0.13 | -1.7157 | 0.25184 | 0.019243 | 1.1564e-05 | 0.001249% | 0.5068% | 6.3295e-08 |  |  | 0.13 | -1.7157 | 0.25184 | 0.019243 | 1.3356e-05 | 0.002164% | 0.5068% | 1.0966e-07
[5 empty] | 0.135 | -1.6961 | 0.25847 | 0.020132 | 8.3677e-06 | 0.0004519% | 0.5065% | 2.2887e-08 |  |  |  | 0.135 | -1.6961 | 0.25847 | 0.020132 | 1.2097e-05 | 0.001307% | 0.5065% | 6.6175e-08 |  |  | 0.135 | -1.6961 | 0.25847 | 0.020132 | 1.3972e-05 | 0.002263% | 0.5065% | 1.1465e-07
[5 empty] | 0.14 | -1.677 | 0.26497 | 0.021037 | 8.744e-06 | 0.0004722% | 0.5062% | 2.3902e-08 |  |  |  | 0.14 | -1.677 | 0.26497 | 0.021037 | 1.2641e-05 | 0.001365% | 0.5062% | 6.9111e-08 |  |  | 0.14 | -1.677 | 0.26497 | 0.021037 | 1.4601e-05 | 0.002365% | 0.5062% | 1.1973e-07
[5 empty] | 0.145 | -1.6584 | 0.27134 | 0.02196 | 9.1276e-06 | 0.0004929% | 0.5059% | 2.4937e-08 |  |  |  | 0.145 | -1.6584 | 0.27134 | 0.02196 | 1.3196e-05 | 0.001425% | 0.5059% | 7.2103e-08 |  |  | 0.145 | -1.6584 | 0.27134 | 0.02196 | 1.5241e-05 | 0.002469% | 0.5059% | 1.2492e-07
[5 empty] | 0.15 | -1.6402 | 0.27757 | 0.0229 | 9.5186e-06 | 0.000514% | 0.5057% | 2.5992e-08 |  |  |  | 0.15 | -1.6402 | 0.27757 | 0.0229 | 1.3761e-05 | 0.001486% | 0.5057% | 7.5154e-08 |  |  | 0.15 | -1.6402 | 0.27757 | 0.0229 | 1.5894e-05 | 0.002575% | 0.5057% | 1.302e-07
[5 empty] | 0.155 | -1.6223 | 0.28368 | 0.02386 | 9.9172e-06 | 0.0005355% | 0.5054% | 2.7068e-08 |  |  |  | 0.155 | -1.6223 | 0.28368 | 0.02386 | 1.4338e-05 | 0.001548% | 0.5054% | 7.8265e-08 |  |  | 0.155 | -1.6223 | 0.28368 | 0.02386 | 1.656e-05 | 0.002683% | 0.5054% | 1.3559e-07
[5 empty] | 0.16 | -1.6049 | 0.28966 | 0.024837 | 1.0324e-05 | 0.0005575% | 0.5052% | 2.8164e-08 |  |  |  | 0.16 | -1.6049 | 0.28966 | 0.024837 | 1.4925e-05 | 0.001612% | 0.5052% | 8.1436e-08 |  |  | 0.16 | -1.6049 | 0.28966 | 0.024837 | 1.7238e-05 | 0.002793% | 0.5052% | 1.4109e-07
[5 empty] | 0.165 | -1.5878 | 0.29552 | 0.025834 | 1.0738e-05 | 0.0005798% | 0.505% | 2.9283e-08 |  |  |  | 0.165 | -1.5878 | 0.29552 | 0.025834 | 1.5524e-05 | 0.001677% | 0.505% | 8.4669e-08 |  |  | 0.165 | -1.5878 | 0.29552 | 0.025834 | 1.793e-05 | 0.002905% | 0.505% | 1.4669e-07
[5 empty] | 0.17 | -1.571 | 0.30125 | 0.02685 | 1.116e-05 | 0.0006027% | 0.5048% | 3.0423e-08 |  |  |  | 0.17 | -1.571 | 0.30125 | 0.02685 | 1.6135e-05 | 0.001743% | 0.5048% | 8.7965e-08 |  |  | 0.17 | -1.571 | 0.30125 | 0.02685 | 1.8636e-05 | 0.003019% | 0.5048% | 1.524e-07
[5 empty] | 0.175 | -1.5546 | 0.30688 | 0.027886 | 1.1591e-05 | 0.0006259% | 0.5046% | 3.1585e-08 |  |  |  | 0.175 | -1.5546 | 0.30688 | 0.027886 | 1.6757e-05 | 0.00181% | 0.5046% | 9.1325e-08 |  |  | 0.175 | -1.5546 | 0.30688 | 0.027886 | 1.9355e-05 | 0.003135% | 0.5046% | 1.5822e-07
[5 empty] | 0.18 | -1.5385 | 0.31238 | 0.028943 | 1.203e-05 | 0.0006496% | 0.5044% | 3.277e-08 |  |  |  | 0.18 | -1.5385 | 0.31238 | 0.028943 | 1.7392e-05 | 0.001878% | 0.5044% | 9.4752e-08 |  |  | 0.18 | -1.5385 | 0.31238 | 0.028943 | 2.0088e-05 | 0.003254% | 0.5044% | 1.6416e-07
[5 empty] | 0.185 | -1.5226 | 0.31777 | 0.03002 | 1.2478e-05 | 0.0006738% | 0.5043% | 3.3978e-08 |  |  |  | 0.185 | -1.5226 | 0.31777 | 0.03002 | 1.8039e-05 | 0.001948% | 0.5043% | 9.8245e-08 |  |  | 0.185 | -1.5226 | 0.31777 | 0.03002 | 2.0836e-05 | 0.003375% | 0.5043% | 1.7021e-07
[5 empty] | 0.19 | -1.507 | 0.32305 | 0.031118 | 1.2934e-05 | 0.0006985% | 0.5041% | 3.521e-08 |  |  |  | 0.19 | -1.507 | 0.32305 | 0.031118 | 1.8699e-05 | 0.00202% | 0.5041% | 1.0181e-07 |  |  | 0.19 | -1.507 | 0.32305 | 0.031118 | 2.1598e-05 | 0.003499% | 0.5041% | 1.7638e-07
[5 empty] | 0.195 | -1.4916 | 0.32822 | 0.032238 | 1.34e-05 | 0.0007236% | 0.504% | 3.6466e-08 |  |  |  | 0.195 | -1.4916 | 0.32822 | 0.032238 | 1.9372e-05 | 0.002092% | 0.504% | 1.0544e-07 |  |  | 0.195 | -1.4916 | 0.32822 | 0.032238 | 2.2375e-05 | 0.003625% | 0.504% | 1.8267e-07
[5 empty] | 0.2 | -1.4765 | 0.33329 | 0.03338 | 1.3874e-05 | 0.0007492% | 0.5038% | 3.7747e-08 |  |  |  | 0.2 | -1.4765 | 0.33329 | 0.03338 | 2.0059e-05 | 0.002166% | 0.5038% | 1.0914e-07 |  |  | 0.2 | -1.4765 | 0.33329 | 0.03338 | 2.3168e-05 | 0.003753% | 0.5038% | 1.8909e-07
[5 empty] | 0.205 | -1.4616 | 0.33824 | 0.034544 | 1.4358e-05 | 0.0007754% | 0.5037% | 3.9053e-08 |  |  |  | 0.205 | -1.4616 | 0.33824 | 0.034544 | 2.0758e-05 | 0.002242% | 0.5037% | 1.1292e-07 |  |  | 0.205 | -1.4616 | 0.33824 | 0.034544 | 2.3976e-05 | 0.003884% | 0.5037% | 1.9563e-07
[5 empty] | 0.21 | -1.4469 | 0.3431 | 0.035732 | 1.4852e-05 | 0.000802% | 0.5036% | 4.0385e-08 |  |  |  | 0.21 | -1.4469 | 0.3431 | 0.035732 | 2.1472e-05 | 0.002319% | 0.5036% | 1.1677e-07 |  |  | 0.21 | -1.4469 | 0.3431 | 0.035732 | 2.48e-05 | 0.004017% | 0.5036% | 2.023e-07
[5 empty] | 0.215 | -1.4325 | 0.34785 | 0.036943 | 1.5355e-05 | 0.0008292% | 0.5034% | 4.1743e-08 |  |  |  | 0.215 | -1.4325 | 0.34785 | 0.036943 | 2.2199e-05 | 0.002398% | 0.5034% | 1.207e-07 |  |  | 0.215 | -1.4325 | 0.34785 | 0.036943 | 2.564e-05 | 0.004154% | 0.5034% | 2.0911e-07
[5 empty] | 0.22 | -1.4182 | 0.35249 | 0.038177 | 1.5868e-05 | 0.0008569% | 0.5033% | 4.3129e-08 |  |  |  | 0.22 | -1.4182 | 0.35249 | 0.038177 | 2.2941e-05 | 0.002478% | 0.5033% | 1.247e-07 |  |  | 0.22 | -1.4182 | 0.35249 | 0.038177 | 2.6497e-05 | 0.004292% | 0.5033% | 2.1604e-07
[5 empty] | 0.225 | -1.4041 | 0.35704 | 0.039437 | 1.6392e-05 | 0.0008852% | 0.5032% | 4.4541e-08 |  |  |  | 0.225 | -1.4041 | 0.35704 | 0.039437 | 2.3698e-05 | 0.002559% | 0.5032% | 1.2879e-07 |  |  | 0.225 | -1.4041 | 0.35704 | 0.039437 | 2.7371e-05 | 0.004434% | 0.5032% | 2.2312e-07
[5 empty] | 0.23 | -1.3902 | 0.36149 | 0.040721 | 1.6926e-05 | 0.000914% | 0.5031% | 4.5981e-08 |  |  |  | 0.23 | -1.3902 | 0.36149 | 0.040721 | 2.447e-05 | 0.002643% | 0.5031% | 1.3295e-07 |  |  | 0.23 | -1.3902 | 0.36149 | 0.040721 | 2.8263e-05 | 0.004578% | 0.5031% | 2.3034e-07
[5 empty] | 0.235 | -1.3764 | 0.36583 | 0.042031 | 1.747e-05 | 0.0009434% | 0.503% | 4.745e-08 |  |  |  | 0.235 | -1.3764 | 0.36583 | 0.042031 | 2.5257e-05 | 0.002728% | 0.503% | 1.372e-07 |  |  | 0.235 | -1.3764 | 0.36583 | 0.042031 | 2.9172e-05 | 0.004726% | 0.503% | 2.3769e-07
[5 empty] | 0.24 | -1.3628 | 0.37009 | 0.043367 | 1.8025e-05 | 0.0009734% | 0.5029% | 4.8949e-08 |  |  |  | 0.24 | -1.3628 | 0.37009 | 0.043367 | 2.606e-05 | 0.002814% | 0.5029% | 1.4153e-07 |  |  | 0.24 | -1.3628 | 0.37009 | 0.043367 | 3.0099e-05 | 0.004876% | 0.5029% | 2.452e-07
[5 empty] | 0.245 | -1.3494 | 0.37424 | 0.044729 | 1.8592e-05 | 0.001004% | 0.5028% | 5.0477e-08 |  |  |  | 0.245 | -1.3494 | 0.37424 | 0.044729 | 2.6878e-05 | 0.002903% | 0.5028% | 1.4595e-07 |  |  | 0.245 | -1.3494 | 0.37424 | 0.044729 | 3.1044e-05 | 0.005029% | 0.5028% | 2.5285e-07
[5 empty] | 0.25 | -1.3361 | 0.37831 | 0.046119 | 1.9169e-05 | 0.001035% | 0.5027% | 5.2036e-08 |  |  |  | 0.25 | -1.3361 | 0.37831 | 0.046119 | 2.7713e-05 | 0.002993% | 0.5027% | 1.5046e-07 |  |  | 0.25 | -1.3361 | 0.37831 | 0.046119 | 3.2009e-05 | 0.005185% | 0.5027% | 2.6066e-07
[5 empty] | 0.255 | -1.323 | 0.38227 | 0.047536 | 1.9758e-05 | 0.001067% | 0.5026% | 5.3625e-08 |  |  |  | 0.255 | -1.323 | 0.38227 | 0.047536 | 2.8565e-05 | 0.003085% | 0.5026% | 1.5505e-07 |  |  | 0.255 | -1.323 | 0.38227 | 0.047536 | 3.2993e-05 | 0.005345% | 0.5026% | 2.6863e-07
[5 empty] | 0.26 | -1.31 | 0.38615 | 0.048982 | 2.0359e-05 | 0.001099% | 0.5025% | 5.5247e-08 |  |  |  | 0.26 | -1.31 | 0.38615 | 0.048982 | 2.9434e-05 | 0.003179% | 0.5025% | 1.5974e-07 |  |  | 0.26 | -1.31 | 0.38615 | 0.048982 | 3.3996e-05 | 0.005507% | 0.5025% | 2.7675e-07
[5 empty] | 0.265 | -1.2971 | 0.38993 | 0.050457 | 2.0973e-05 | 0.001133% | 0.5024% | 5.6901e-08 |  |  |  | 0.265 | -1.2971 | 0.38993 | 0.050457 | 3.0321e-05 | 0.003275% | 0.5024% | 1.6452e-07 |  |  | 0.265 | -1.2971 | 0.38993 | 0.050457 | 3.502e-05 | 0.005673% | 0.5024% | 2.8503e-07
[5 empty] | 0.27 | -1.2843 | 0.39363 | 0.051962 | 2.1598e-05 | 0.001166% | 0.5024% | 5.8588e-08 |  |  |  | 0.27 | -1.2843 | 0.39363 | 0.051962 | 3.1225e-05 | 0.003372% | 0.5024% | 1.694e-07 |  |  | 0.27 | -1.2843 | 0.39363 | 0.051962 | 3.6064e-05 | 0.005842% | 0.5024% | 2.9349e-07
[5 empty] | 0.275 | -1.2717 | 0.39723 | 0.053497 | 2.2236e-05 | 0.001201% | 0.5023% | 6.031e-08 |  |  |  | 0.275 | -1.2717 | 0.39723 | 0.053497 | 3.2147e-05 | 0.003472% | 0.5023% | 1.7438e-07 |  |  | 0.275 | -1.2717 | 0.39723 | 0.053497 | 3.713e-05 | 0.006015% | 0.5023% | 3.0211e-07
[5 empty] | 0.28 | -1.2591 | 0.40074 | 0.055063 | 2.2887e-05 | 0.001236% | 0.5022% | 6.2066e-08 |  |  |  | 0.28 | -1.2591 | 0.40074 | 0.055063 | 3.3088e-05 | 0.003573% | 0.5022% | 1.7946e-07 |  |  | 0.28 | -1.2591 | 0.40074 | 0.055063 | 3.8217e-05 | 0.006191% | 0.5022% | 3.1091e-07
[5 empty] | 0.285 | -1.2467 | 0.40417 | 0.056661 | 2.3551e-05 | 0.001272% | 0.5021% | 6.3858e-08 |  |  |  | 0.285 | -1.2467 | 0.40417 | 0.056661 | 3.4049e-05 | 0.003677% | 0.5021% | 1.8464e-07 |  |  | 0.285 | -1.2467 | 0.40417 | 0.056661 | 3.9326e-05 | 0.006371% | 0.5021% | 3.1988e-07
[5 empty] | 0.29 | -1.2344 | 0.4075 | 0.058292 | 2.4229e-05 | 0.001308% | 0.502% | 6.5686e-08 |  |  |  | 0.29 | -1.2344 | 0.4075 | 0.058292 | 3.5028e-05 | 0.003783% | 0.502% | 1.8992e-07 |  |  | 0.29 | -1.2344 | 0.4075 | 0.058292 | 4.0457e-05 | 0.006554% | 0.502% | 3.2904e-07
[5 empty] | 0.295 | -1.2222 | 0.41076 | 0.059955 | 2.492e-05 | 0.001346% | 0.502% | 6.7551e-08 |  |  |  | 0.295 | -1.2222 | 0.41076 | 0.059955 | 3.6028e-05 | 0.003891% | 0.502% | 1.9532e-07 |  |  | 0.295 | -1.2222 | 0.41076 | 0.059955 | 4.1612e-05 | 0.006741% | 0.502% | 3.3838e-07
[5 empty] | 0.3 | -1.21 | 0.41392 | 0.061653 | 2.5626e-05 | 0.001384% | 0.5019% | 6.9454e-08 |  |  |  | 0.3 | -1.21 | 0.41392 | 0.061653 | 3.7048e-05 | 0.004001% | 0.5019% | 2.0082e-07 |  |  | 0.3 | -1.21 | 0.41392 | 0.061653 | 4.279e-05 | 0.006932% | 0.5019% | 3.4792e-07
[5 empty] | 0.305 | -1.198 | 0.417 | 0.063385 | 2.6346e-05 | 0.001423% | 0.5018% | 7.1396e-08 |  |  |  | 0.305 | -1.198 | 0.417 | 0.063385 | 3.8089e-05 | 0.004114% | 0.5018% | 2.0644e-07 |  |  | 0.305 | -1.198 | 0.417 | 0.063385 | 4.3993e-05 | 0.007127% | 0.5018% | 3.5764e-07
[5 empty] | 0.31 | -1.1861 | 0.41999 | 0.065153 | 2.7081e-05 | 0.001462% | 0.5018% | 7.3378e-08 |  |  |  | 0.31 | -1.1861 | 0.41999 | 0.065153 | 3.9151e-05 | 0.004228% | 0.5018% | 2.1217e-07 |  |  | 0.31 | -1.1861 | 0.41999 | 0.065153 | 4.522e-05 | 0.007325% | 0.5018% | 3.6757e-07
[5 empty] | 0.315 | -1.1742 | 0.4229 | 0.066957 | 2.7831e-05 | 0.001503% | 0.5017% | 7.5401e-08 |  |  |  | 0.315 | -1.1742 | 0.4229 | 0.066957 | 4.0236e-05 | 0.004345% | 0.5017% | 2.1801e-07 |  |  | 0.315 | -1.1742 | 0.4229 | 0.066957 | 4.6472e-05 | 0.007528% | 0.5017% | 3.777e-07
[5 empty] | 0.32 | -1.1624 | 0.42573 | 0.068799 | 2.8596e-05 | 0.001544% | 0.5017% | 7.7466e-08 |  |  |  | 0.32 | -1.1624 | 0.42573 | 0.068799 | 4.1342e-05 | 0.004465% | 0.5017% | 2.2398e-07 |  |  | 0.32 | -1.1624 | 0.42573 | 0.068799 | 4.775e-05 | 0.007735% | 0.5017% | 3.8804e-07
[5 empty] | 0.325 | -1.1507 | 0.42847 | 0.070679 | 2.9378e-05 | 0.001586% | 0.5016% | 7.9573e-08 |  |  |  | 0.325 | -1.1507 | 0.42847 | 0.070679 | 4.2472e-05 | 0.004587% | 0.5016% | 2.3008e-07 |  |  | 0.325 | -1.1507 | 0.42847 | 0.070679 | 4.9055e-05 | 0.007947% | 0.5016% | 3.986e-07
[5 empty] | 0.33 | -1.1391 | 0.43113 | 0.072598 | 3.0175e-05 | 0.001629% | 0.5015% | 8.1723e-08 |  |  |  | 0.33 | -1.1391 | 0.43113 | 0.072598 | 4.3625e-05 | 0.004711% | 0.5015% | 2.3629e-07 |  |  | 0.33 | -1.1391 | 0.43113 | 0.072598 | 5.0387e-05 | 0.008162% | 0.5015% | 4.0937e-07
[5 empty] | 0.335 | -1.1275 | 0.43371 | 0.074556 | 3.0989e-05 | 0.001673% | 0.5015% | 8.3919e-08 |  |  |  | 0.335 | -1.1275 | 0.43371 | 0.074556 | 4.4802e-05 | 0.004838% | 0.5015% | 2.4264e-07 |  |  | 0.335 | -1.1275 | 0.43371 | 0.074556 | 5.1746e-05 | 0.008383% | 0.5015% | 4.2037e-07
[5 empty] | 0.34 | -1.116 | 0.4362 | 0.076556 | 3.1821e-05 | 0.001718% | 0.5014% | 8.616e-08 |  |  |  | 0.34 | -1.116 | 0.4362 | 0.076556 | 4.6004e-05 | 0.004968% | 0.5014% | 2.4912e-07 |  |  | 0.34 | -1.116 | 0.4362 | 0.076556 | 5.3134e-05 | 0.008607% | 0.5014% | 4.316e-07
[5 empty] | 0.345 | -1.1046 | 0.43862 | 0.078598 | 3.2669e-05 | 0.001764% | 0.5014% | 8.8448e-08 |  |  |  | 0.345 | -1.1046 | 0.43862 | 0.078598 | 4.7231e-05 | 0.005101% | 0.5014% | 2.5574e-07 |  |  | 0.345 | -1.1046 | 0.43862 | 0.078598 | 5.4551e-05 | 0.008837% | 0.5014% | 4.4306e-07
[5 empty] | 0.35 | -1.0932 | 0.44095 | 0.080683 | 3.3536e-05 | 0.001811% | 0.5013% | 9.0785e-08 |  |  |  | 0.35 | -1.0932 | 0.44095 | 0.080683 | 4.8483e-05 | 0.005236% | 0.5013% | 2.6249e-07 |  |  | 0.35 | -1.0932 | 0.44095 | 0.080683 | 5.5998e-05 | 0.009071% | 0.5013% | 4.5476e-07
[5 empty] | 0.355 | -1.0819 | 0.4432 | 0.082811 | 3.4421e-05 | 0.001859% | 0.5013% | 9.317e-08 |  |  |  | 0.355 | -1.0819 | 0.4432 | 0.082811 | 4.9763e-05 | 0.005374% | 0.5013% | 2.6939e-07 |  |  | 0.355 | -1.0819 | 0.4432 | 0.082811 | 5.7476e-05 | 0.009311% | 0.5013% | 4.6671e-07
[5 empty] | 0.36 | -1.0707 | 0.44538 | 0.084985 | 3.5324e-05 | 0.001907% | 0.5012% | 9.5606e-08 |  |  |  | 0.36 | -1.0707 | 0.44538 | 0.084985 | 5.1069e-05 | 0.005515% | 0.5012% | 2.7644e-07 |  |  | 0.36 | -1.0707 | 0.44538 | 0.084985 | 5.8984e-05 | 0.009555% | 0.5012% | 4.7891e-07
[5 empty] | 0.365 | -1.0595 | 0.44747 | 0.087205 | 3.6247e-05 | 0.001957% | 0.5012% | 9.8094e-08 |  |  |  | 0.365 | -1.0595 | 0.44747 | 0.087205 | 5.2403e-05 | 0.005659% | 0.5012% | 2.8363e-07 |  |  | 0.365 | -1.0595 | 0.44747 | 0.087205 | 6.0525e-05 | 0.009805% | 0.5012% | 4.9137e-07
[5 empty] | 0.37 | -1.0483 | 0.44949 | 0.089473 | 3.7189e-05 | 0.002008% | 0.5011% | 1.0063e-07 |  |  |  | 0.37 | -1.0483 | 0.44949 | 0.089473 | 5.3766e-05 | 0.005807% | 0.5011% | 2.9097e-07 |  |  | 0.37 | -1.0483 | 0.44949 | 0.089473 | 6.2099e-05 | 0.01006% | 0.5011% | 5.041e-07
[5 empty] | 0.375 | -1.0372 | 0.45142 | 0.091789 | 3.8152e-05 | 0.00206% | 0.5011% | 1.0323e-07 |  |  |  | 0.375 | -1.0372 | 0.45142 | 0.091789 | 5.5157e-05 | 0.005957% | 0.5011% | 2.9848e-07 |  |  | 0.375 | -1.0372 | 0.45142 | 0.091789 | 6.3707e-05 | 0.01032% | 0.5011% | 5.171e-07
[5 empty] | 0.38 | -1.0262 | 0.45328 | 0.094155 | 3.9136e-05 | 0.002113% | 0.501% | 1.0588e-07 |  |  |  | 0.38 | -1.0262 | 0.45328 | 0.094155 | 5.6579e-05 | 0.00611% | 0.501% | 3.0614e-07 |  |  | 0.38 | -1.0262 | 0.45328 | 0.094155 | 6.5349e-05 | 0.01059% | 0.501% | 5.3038e-07
[5 empty] | 0.385 | -1.0151 | 0.45506 | 0.096573 | 4.014e-05 | 0.002168% | 0.501% | 1.0859e-07 |  |  |  | 0.385 | -1.0151 | 0.45506 | 0.096573 | 5.8032e-05 | 0.006267% | 0.501% | 3.1397e-07 |  |  | 0.385 | -1.0151 | 0.45506 | 0.096573 | 6.7027e-05 | 0.01086% | 0.501% | 5.4394e-07
[5 empty] | 0.39 | -1.0042 | 0.45676 | 0.099042 | 4.1167e-05 | 0.002223% | 0.5009% | 1.1136e-07 |  |  |  | 0.39 | -1.0042 | 0.45676 | 0.099042 | 5.9516e-05 | 0.006428% | 0.5009% | 3.2197e-07 |  |  | 0.39 | -1.0042 | 0.45676 | 0.099042 | 6.8741e-05 | 0.01114% | 0.5009% | 5.578e-07
[5 empty] | 0.395 | -0.99325 | 0.45839 | 0.10157 | 4.2216e-05 | 0.00228% | 0.5009% | 1.1418e-07 |  |  |  | 0.395 | -0.99325 | 0.45839 | 0.10157 | 6.1032e-05 | 0.006591% | 0.5009% | 3.3014e-07 |  |  | 0.395 | -0.99325 | 0.45839 | 0.10157 | 7.0492e-05 | 0.01142% | 0.5009% | 5.7196e-07
[5 empty] | 0.4 | -0.98236 | 0.45993 | 0.10414 | 4.3288e-05 | 0.002338% | 0.5008% | 1.1707e-07 |  |  |  | 0.4 | -0.98236 | 0.45993 | 0.10414 | 6.2582e-05 | 0.006759% | 0.5008% | 3.385e-07 |  |  | 0.4 | -0.98236 | 0.45993 | 0.10414 | 7.2282e-05 | 0.01171% | 0.5008% | 5.8643e-07
[5 empty] | 0.405 | -0.97151 | 0.4614 | 0.10678 | 4.4383e-05 | 0.002397% | 0.5008% | 1.2002e-07 |  |  |  | 0.405 | -0.97151 | 0.4614 | 0.10678 | 6.4166e-05 | 0.00693% | 0.5008% | 3.4703e-07 |  |  | 0.405 | -0.97151 | 0.4614 | 0.10678 | 7.4111e-05 | 0.01201% | 0.5008% | 6.0121e-07
[5 empty] | 0.41 | -0.96069 | 0.46279 | 0.10947 | 4.5503e-05 | 0.002457% | 0.5007% | 1.2304e-07 |  |  |  | 0.41 | -0.96069 | 0.46279 | 0.10947 | 6.5785e-05 | 0.007104% | 0.5007% | 3.5575e-07 |  |  | 0.41 | -0.96069 | 0.46279 | 0.10947 | 7.5981e-05 | 0.01231% | 0.5007% | 6.1633e-07
[5 empty] | 0.415 | -0.9499 | 0.46411 | 0.11223 | 4.6647e-05 | 0.002519% | 0.5007% | 1.2612e-07 |  |  |  | 0.415 | -0.9499 | 0.46411 | 0.11223 | 6.7439e-05 | 0.007283% | 0.5007% | 3.6467e-07 |  |  | 0.415 | -0.9499 | 0.46411 | 0.11223 | 7.7892e-05 | 0.01262% | 0.5007% | 6.3177e-07
[5 empty] | 0.42 | -0.93914 | 0.46535 | 0.11504 | 4.7817e-05 | 0.002582% | 0.5007% | 1.2928e-07 |  |  |  | 0.42 | -0.93914 | 0.46535 | 0.11504 | 6.9131e-05 | 0.007466% | 0.5007% | 3.7379e-07 |  |  | 0.42 | -0.93914 | 0.46535 | 0.11504 | 7.9846e-05 | 0.01293% | 0.5007% | 6.4756e-07
[5 empty] | 0.425 | -0.92841 | 0.46651 | 0.11792 | 4.9014e-05 | 0.002647% | 0.5006% | 1.325e-07 |  |  |  | 0.425 | -0.92841 | 0.46651 | 0.11792 | 7.086e-05 | 0.007653% | 0.5006% | 3.831e-07 |  |  | 0.425 | -0.92841 | 0.46651 | 0.11792 | 8.1843e-05 | 0.01326% | 0.5006% | 6.6371e-07
[5 empty] | 0.43 | -0.91771 | 0.4676 | 0.12086 | 5.0237e-05 | 0.002713% | 0.5006% | 1.3579e-07 |  |  |  | 0.43 | -0.91771 | 0.4676 | 0.12086 | 7.2629e-05 | 0.007844% | 0.5006% | 3.9263e-07 |  |  | 0.43 | -0.91771 | 0.4676 | 0.12086 | 8.3886e-05 | 0.01359% | 0.5006% | 6.8021e-07
[5 empty] | 0.435 | -0.90702 | 0.46861 | 0.12387 | 5.1488e-05 | 0.00278% | 0.5005% | 1.3916e-07 |  |  |  | 0.435 | -0.90702 | 0.46861 | 0.12387 | 7.4437e-05 | 0.008039% | 0.5005% | 4.0237e-07 |  |  | 0.435 | -0.90702 | 0.46861 | 0.12387 | 8.5974e-05 | 0.01393% | 0.5005% | 6.9709e-07
[5 empty] | 0.44 | -0.89637 | 0.46955 | 0.12695 | 5.2767e-05 | 0.002849% | 0.5005% | 1.4261e-07 |  |  |  | 0.44 | -0.89637 | 0.46955 | 0.12695 | 7.6286e-05 | 0.008239% | 0.5005% | 4.1234e-07 |  |  | 0.44 | -0.89637 | 0.46955 | 0.12695 | 8.8111e-05 | 0.01427% | 0.5005% | 7.1435e-07
[5 empty] | 0.445 | -0.88573 | 0.47041 | 0.1301 | 5.4076e-05 | 0.00292% | 0.5005% | 1.4613e-07 |  |  |  | 0.445 | -0.88573 | 0.47041 | 0.1301 | 7.8178e-05 | 0.008443% | 0.5005% | 4.2253e-07 |  |  | 0.445 | -0.88573 | 0.47041 | 0.1301 | 9.0296e-05 | 0.01463% | 0.5005% | 7.32e-07
[5 empty] | 0.45 | -0.87511 | 0.4712 | 0.13332 | 5.5414e-05 | 0.002992% | 0.5004% | 1.4974e-07 |  |  |  | 0.45 | -0.87511 | 0.4712 | 0.13332 | 8.0114e-05 | 0.008652% | 0.5004% | 4.3295e-07 |  |  | 0.45 | -0.87511 | 0.4712 | 0.13332 | 9.2531e-05 | 0.01499% | 0.5004% | 7.5006e-07
[5 empty] | 0.455 | -0.8645 | 0.47191 | 0.13661 | 5.6784e-05 | 0.003066% | 0.5004% | 1.5343e-07 |  |  |  | 0.455 | -0.8645 | 0.47191 | 0.13661 | 8.2094e-05 | 0.008866% | 0.5004% | 4.4361e-07 |  |  | 0.455 | -0.8645 | 0.47191 | 0.13661 | 9.4818e-05 | 0.01536% | 0.5004% | 7.6853e-07
[5 empty] | 0.46 | -0.85392 | 0.47254 | 0.13999 | 5.8185e-05 | 0.003142% | 0.5003% | 1.572e-07 |  |  |  | 0.46 | -0.85392 | 0.47254 | 0.13999 | 8.412e-05 | 0.009085% | 0.5003% | 4.5452e-07 |  |  | 0.46 | -0.85392 | 0.47254 | 0.13999 | 9.7158e-05 | 0.01574% | 0.5003% | 7.8744e-07
[5 empty] | 0.465 | -0.84334 | 0.4731 | 0.14344 | 5.9619e-05 | 0.003219% | 0.5003% | 1.6106e-07 |  |  |  | 0.465 | -0.84334 | 0.4731 | 0.14344 | 8.6193e-05 | 0.009308% | 0.5003% | 4.6569e-07 |  |  | 0.465 | -0.84334 | 0.4731 | 0.14344 | 9.9553e-05 | 0.01613% | 0.5003% | 8.0678e-07
[5 empty] | 0.47 | -0.83278 | 0.47359 | 0.14697 | 6.1087e-05 | 0.003299% | 0.5002% | 1.6502e-07 |  |  |  | 0.47 | -0.83278 | 0.47359 | 0.14697 | 8.8315e-05 | 0.009538% | 0.5002% | 4.7712e-07 |  |  | 0.47 | -0.83278 | 0.47359 | 0.14697 | 0.000102 | 0.01652% | 0.5002% | 8.2657e-07
[5 empty] | 0.475 | -0.82222 | 0.474 | 0.15058 | 6.259e-05 | 0.00338% | 0.5002% | 1.6906e-07 |  |  |  | 0.475 | -0.82222 | 0.474 | 0.15058 | 9.0487e-05 | 0.009772% | 0.5002% | 4.8881e-07 |  |  | 0.475 | -0.82222 | 0.474 | 0.15058 | 0.00010451 | 0.01693% | 0.5002% | 8.4684e-07
[5 empty] | 0.48 | -0.81168 | 0.47433 | 0.15428 | 6.4128e-05 | 0.003463% | 0.5002% | 1.732e-07 |  |  |  | 0.48 | -0.81168 | 0.47433 | 0.15428 | 9.2711e-05 | 0.01001% | 0.5002% | 5.0079e-07 |  |  | 0.48 | -0.81168 | 0.47433 | 0.15428 | 0.00010708 | 0.01735% | 0.5002% | 8.6758e-07
[5 empty] | 0.485 | -0.80114 | 0.4746 | 0.15807 | 6.5703e-05 | 0.003548% | 0.5001% | 1.7744e-07 |  |  |  | 0.485 | -0.80114 | 0.4746 | 0.15807 | 9.4988e-05 | 0.01026% | 0.5001% | 5.1305e-07 |  |  | 0.485 | -0.80114 | 0.4746 | 0.15807 | 0.00010971 | 0.01777% | 0.5001% | 8.8882e-07
[5 empty] | 0.49 | -0.79061 | 0.47478 | 0.16195 | 6.7316e-05 | 0.003635% | 0.5001% | 1.8178e-07 |  |  |  | 0.49 | -0.79061 | 0.47478 | 0.16195 | 9.732e-05 | 0.01051% | 0.5001% | 5.256e-07 |  |  | 0.49 | -0.79061 | 0.47478 | 0.16195 | 0.0001124 | 0.01821% | 0.5001% | 9.1056e-07
[5 empty] | 0.495 | -0.78008 | 0.47489 | 0.16593 | 6.8968e-05 | 0.003724% | 0.5001% | 1.8623e-07 |  |  |  | 0.495 | -0.78008 | 0.47489 | 0.16593 | 9.9709e-05 | 0.01077% | 0.5001% | 5.3845e-07 |  |  | 0.495 | -0.78008 | 0.47489 | 0.16593 | 0.00011516 | 0.01865% | 0.5001% | 9.3283e-07
[5 empty] | 0.5 | -0.76955 | 0.47493 | 0.17 | 7.0661e-05 | 0.003816% | 0.5% | 1.9078e-07 |  |  |  | 0.5 | -0.76955 | 0.47493 | 0.17 | 0.00010216 | 0.01103% | 0.5% | 5.5162e-07 |  |  | 0.5 | -0.76955 | 0.47493 | 0.17 | 0.00011799 | 0.01911% | 0.5% | 9.5565e-07
[5 empty] | 0.505 | -0.75902 | 0.47489 | 0.17417 | 7.2394e-05 | 0.003909% | 0.5% | 1.9545e-07 |  |  |  | 0.505 | -0.75902 | 0.47489 | 0.17417 | 0.00010466 | 0.0113% | 0.5% | 5.6511e-07 |  |  | 0.505 | -0.75902 | 0.47489 | 0.17417 | 0.00012088 | 0.01958% | 0.5% | 9.7902e-07
[5 empty] | 0.51 | -0.74849 | 0.47478 | 0.17845 | 7.4171e-05 | 0.004005% | 0.4999% | 2.0023e-07 |  |  |  | 0.51 | -0.74849 | 0.47478 | 0.17845 | 0.00010723 | 0.01158% | 0.4999% | 5.7894e-07 |  |  | 0.51 | -0.74849 | 0.47478 | 0.17845 | 0.00012385 | 0.02006% | 0.4999% | 1.003e-06
[5 empty] | 0.515 | -0.73796 | 0.4746 | 0.18283 | 7.5992e-05 | 0.004103% | 0.4999% | 2.0513e-07 |  |  |  | 0.515 | -0.73796 | 0.4746 | 0.18283 | 0.00010986 | 0.01186% | 0.4999% | 5.931e-07 |  |  | 0.515 | -0.73796 | 0.4746 | 0.18283 | 0.00012689 | 0.02055% | 0.4999% | 1.0275e-06
[5 empty] | 0.52 | -0.72742 | 0.47433 | 0.18732 | 7.7858e-05 | 0.004204% | 0.4999% | 2.1015e-07 |  |  |  | 0.52 | -0.72742 | 0.47433 | 0.18732 | 0.00011256 | 0.01216% | 0.4999% | 6.0762e-07 |  |  | 0.52 | -0.72742 | 0.47433 | 0.18732 | 0.00013001 | 0.02106% | 0.4999% | 1.0527e-06
[5 empty] | 0.525 | -0.71688 | 0.474 | 0.19192 | 7.9772e-05 | 0.004308% | 0.4998% | 2.153e-07 |  |  |  | 0.525 | -0.71688 | 0.474 | 0.19192 | 0.00011533 | 0.01245% | 0.4998% | 6.225e-07 |  |  | 0.525 | -0.71688 | 0.474 | 0.19192 | 0.0001332 | 0.02158% | 0.4998% | 1.0784e-06
[5 empty] | 0.53 | -0.70632 | 0.47359 | 0.19664 | 8.1734e-05 | 0.004414% | 0.4998% | 2.2058e-07 |  |  |  | 0.53 | -0.70632 | 0.47359 | 0.19664 | 0.00011816 | 0.01276% | 0.4998% | 6.3776e-07 |  |  | 0.53 | -0.70632 | 0.47359 | 0.19664 | 0.00013648 | 0.02211% | 0.4998% | 1.1049e-06
[5 empty] | 0.535 | -0.69576 | 0.4731 | 0.20148 | 8.3746e-05 | 0.004522% | 0.4997% | 2.2599e-07 |  |  |  | 0.535 | -0.69576 | 0.4731 | 0.20148 | 0.00012107 | 0.01308% | 0.4997% | 6.5341e-07 |  |  | 0.535 | -0.69576 | 0.4731 | 0.20148 | 0.00013984 | 0.02265% | 0.4997% | 1.132e-06
[5 empty] | 0.54 | -0.68519 | 0.47254 | 0.20645 | 8.5811e-05 | 0.004634% | 0.4997% | 2.3154e-07 |  |  |  | 0.54 | -0.68519 | 0.47254 | 0.20645 | 0.00012406 | 0.0134% | 0.4997% | 6.6946e-07 |  |  | 0.54 | -0.68519 | 0.47254 | 0.20645 | 0.00014329 | 0.02321% | 0.4997% | 1.1598e-06
[5 empty] | 0.545 | -0.6746 | 0.47191 | 0.21154 | 8.7928e-05 | 0.004748% | 0.4997% | 2.3724e-07 |  |  |  | 0.545 | -0.6746 | 0.47191 | 0.21154 | 0.00012712 | 0.01373% | 0.4997% | 6.8593e-07 |  |  | 0.545 | -0.6746 | 0.47191 | 0.21154 | 0.00014682 | 0.02378% | 0.4997% | 1.1883e-06
[5 empty] | 0.55 | -0.664 | 0.4712 | 0.21677 | 9.0102e-05 | 0.004865% | 0.4996% | 2.4308e-07 |  |  |  | 0.55 | -0.664 | 0.4712 | 0.21677 | 0.00013026 | 0.01407% | 0.4996% | 7.0283e-07 |  |  | 0.55 | -0.664 | 0.4712 | 0.21677 | 0.00015045 | 0.02437% | 0.4996% | 1.2176e-06
[5 empty] | 0.555 | -0.65338 | 0.47041 | 0.22214 | 9.2332e-05 | 0.004986% | 0.4996% | 2.4908e-07 |  |  |  | 0.555 | -0.65338 | 0.47041 | 0.22214 | 0.00013349 | 0.01442% | 0.4996% | 7.2016e-07 |  |  | 0.555 | -0.65338 | 0.47041 | 0.22214 | 0.00015418 | 0.02497% | 0.4996% | 1.2476e-06
[5 empty] | 0.56 | -0.64274 | 0.46955 | 0.22765 | 9.4622e-05 | 0.005109% | 0.4995% | 2.5523e-07 |  |  |  | 0.56 | -0.64274 | 0.46955 | 0.22765 | 0.0001368 | 0.01477% | 0.4995% | 7.3796e-07 |  |  | 0.56 | -0.64274 | 0.46955 | 0.22765 | 0.000158 | 0.02559% | 0.4995% | 1.2784e-06
[5 empty] | 0.565 | -0.63208 | 0.46861 | 0.2333 | 9.6973e-05 | 0.005236% | 0.4995% | 2.6155e-07 |  |  |  | 0.565 | -0.63208 | 0.46861 | 0.2333 | 0.0001402 | 0.01514% | 0.4995% | 7.5623e-07 |  |  | 0.565 | -0.63208 | 0.46861 | 0.2333 | 0.00016193 | 0.02623% | 0.4995% | 1.3101e-06
[5 empty] | 0.57 | -0.6214 | 0.4676 | 0.23911 | 9.9387e-05 | 0.005367% | 0.4995% | 2.6805e-07 |  |  |  | 0.57 | -0.6214 | 0.4676 | 0.23911 | 0.00014369 | 0.01552% | 0.4995% | 7.75e-07 |  |  | 0.57 | -0.6214 | 0.4676 | 0.23911 | 0.00016596 | 0.02688% | 0.4995% | 1.3426e-06
[5 empty] | 0.575 | -0.61069 | 0.46651 | 0.24508 | 0.00010187 | 0.005501% | 0.4994% | 2.7471e-07 |  |  |  | 0.575 | -0.61069 | 0.46651 | 0.24508 | 0.00014727 | 0.0159% | 0.4994% | 7.9427e-07 |  |  | 0.575 | -0.61069 | 0.46651 | 0.24508 | 0.0001701 | 0.02755% | 0.4994% | 1.376e-06
[5 empty] | 0.58 | -0.59996 | 0.46535 | 0.25121 | 0.00010442 | 0.005638% | 0.4994% | 2.8156e-07 |  |  |  | 0.58 | -0.59996 | 0.46535 | 0.25121 | 0.00015096 | 0.0163% | 0.4994% | 8.1407e-07 |  |  | 0.58 | -0.59996 | 0.46535 | 0.25121 | 0.00017435 | 0.02824% | 0.4994% | 1.4103e-06
[5 empty] | 0.585 | -0.5892 | 0.46411 | 0.25751 | 0.00010704 | 0.00578% | 0.4993% | 2.886e-07 |  |  |  | 0.585 | -0.5892 | 0.46411 | 0.25751 | 0.00015474 | 0.01671% | 0.4993% | 8.3442e-07 |  |  | 0.585 | -0.5892 | 0.46411 | 0.25751 | 0.00017873 | 0.02895% | 0.4993% | 1.4455e-06
[5 empty] | 0.59 | -0.57841 | 0.46279 | 0.26399 | 0.00010973 | 0.005925% | 0.4993% | 2.9583e-07 |  |  |  | 0.59 | -0.57841 | 0.46279 | 0.26399 | 0.00015864 | 0.01713% | 0.4993% | 8.5533e-07 |  |  | 0.59 | -0.57841 | 0.46279 | 0.26399 | 0.00018322 | 0.02968% | 0.4993% | 1.4818e-06
[5 empty] | 0.595 | -0.56759 | 0.4614 | 0.27065 | 0.0001125 | 0.006075% | 0.4992% | 3.0327e-07 |  |  |  | 0.595 | -0.56759 | 0.4614 | 0.27065 | 0.00016264 | 0.01756% | 0.4992% | 8.7683e-07 |  |  | 0.595 | -0.56759 | 0.4614 | 0.27065 | 0.00018785 | 0.03043% | 0.4992% | 1.519e-06
[5 empty] | 0.6 | -0.55674 | 0.45993 | 0.2775 | 0.00011534 | 0.006228% | 0.4992% | 3.1091e-07 |  |  |  | 0.6 | -0.55674 | 0.45993 | 0.2775 | 0.00016675 | 0.01801% | 0.4992% | 8.9894e-07 |  |  | 0.6 | -0.55674 | 0.45993 | 0.2775 | 0.0001926 | 0.0312% | 0.4992% | 1.5573e-06
[5 empty] | 0.605 | -0.54585 | 0.45839 | 0.28454 | 0.00011827 | 0.006386% | 0.4992% | 3.1878e-07 |  |  |  | 0.605 | -0.54585 | 0.45839 | 0.28454 | 0.00017099 | 0.01846% | 0.4992% | 9.2168e-07 |  |  | 0.605 | -0.54585 | 0.45839 | 0.28454 | 0.00019749 | 0.03199% | 0.4992% | 1.5967e-06
[5 empty] | 0.61 | -0.53492 | 0.45676 | 0.29179 | 0.00012128 | 0.006549% | 0.4991% | 3.2687e-07 |  |  |  | 0.61 | -0.53492 | 0.45676 | 0.29179 | 0.00017534 | 0.01894% | 0.4991% | 9.4507e-07 |  |  | 0.61 | -0.53492 | 0.45676 | 0.29179 | 0.00020252 | 0.0328% | 0.4991% | 1.6372e-06
[5 empty] | 0.615 | -0.52396 | 0.45506 | 0.29926 | 0.00012439 | 0.006717% | 0.4991% | 3.352e-07 |  |  |  | 0.615 | -0.52396 | 0.45506 | 0.29926 | 0.00017983 | 0.01942% | 0.4991% | 9.6915e-07 |  |  | 0.615 | -0.52396 | 0.45506 | 0.29926 | 0.0002077 | 0.03364% | 0.4991% | 1.6789e-06
[5 empty] | 0.62 | -0.51295 | 0.45328 | 0.30694 | 0.00012758 | 0.006889% | 0.499% | 3.4377e-07 |  |  |  | 0.62 | -0.51295 | 0.45328 | 0.30694 | 0.00018444 | 0.01992% | 0.499% | 9.9394e-07 |  |  | 0.62 | -0.51295 | 0.45328 | 0.30694 | 0.00021303 | 0.03451% | 0.499% | 1.7219e-06
[5 empty] | 0.625 | -0.50189 | 0.45142 | 0.31485 | 0.00013087 | 0.007067% | 0.499% | 3.526e-07 |  |  |  | 0.625 | -0.50189 | 0.45142 | 0.31485 | 0.0001892 | 0.02043% | 0.499% | 1.0195e-06 |  |  | 0.625 | -0.50189 | 0.45142 | 0.31485 | 0.00021852 | 0.03539% | 0.499% | 1.7661e-06
[5 empty] | 0.63 | -0.49079 | 0.44949 | 0.323 | 0.00013426 | 0.00725% | 0.4989% | 3.6169e-07 |  |  |  | 0.63 | -0.49079 | 0.44949 | 0.323 | 0.0001941 | 0.02096% | 0.4989% | 1.0457e-06 |  |  | 0.63 | -0.49079 | 0.44949 | 0.323 | 0.00022418 | 0.03631% | 0.4989% | 1.8116e-06
[5 empty] | 0.635 | -0.47965 | 0.44747 | 0.3314 | 0.00013775 | 0.007438% | 0.4989% | 3.7106e-07 |  |  |  | 0.635 | -0.47965 | 0.44747 | 0.3314 | 0.00019914 | 0.02151% | 0.4989% | 1.0728e-06 |  |  | 0.635 | -0.47965 | 0.44747 | 0.3314 | 0.00023001 | 0.03725% | 0.4989% | 1.8585e-06
[5 empty] | 0.64 | -0.46845 | 0.44538 | 0.34006 | 0.00014135 | 0.007632% | 0.4988% | 3.8072e-07 |  |  |  | 0.64 | -0.46845 | 0.44538 | 0.34006 | 0.00020435 | 0.02207% | 0.4988% | 1.1007e-06 |  |  | 0.64 | -0.46845 | 0.44538 | 0.34006 | 0.00023602 | 0.03823% | 0.4988% | 1.9069e-06
[5 empty] | 0.645 | -0.45719 | 0.4432 | 0.34899 | 0.00014506 | 0.007833% | 0.4988% | 3.9067e-07 |  |  |  | 0.645 | -0.45719 | 0.4432 | 0.34899 | 0.00020971 | 0.02265% | 0.4988% | 1.1295e-06 |  |  | 0.645 | -0.45719 | 0.4432 | 0.34899 | 0.00024222 | 0.03923% | 0.4988% | 1.9567e-06
[5 empty] | 0.65 | -0.44588 | 0.44095 | 0.35819 | 0.00014888 | 0.008039% | 0.4987% | 4.0094e-07 |  |  |  | 0.65 | -0.44588 | 0.44095 | 0.35819 | 0.00021524 | 0.02324% | 0.4987% | 1.1592e-06 |  |  | 0.65 | -0.44588 | 0.44095 | 0.35819 | 0.00024861 | 0.04027% | 0.4987% | 2.0081e-06
[5 empty] | 0.655 | -0.43451 | 0.43862 | 0.36769 | 0.00015283 | 0.008253% | 0.4987% | 4.1153e-07 |  |  |  | 0.655 | -0.43451 | 0.43862 | 0.36769 | 0.00022095 | 0.02386% | 0.4987% | 1.1898e-06 |  |  | 0.655 | -0.43451 | 0.43862 | 0.36769 | 0.0002552 | 0.04133% | 0.4987% | 2.0612e-06
[5 empty] | 0.66 | -0.42308 | 0.4362 | 0.3775 | 0.00015691 | 0.008473% | 0.4986% | 4.2246e-07 |  |  |  | 0.66 | -0.42308 | 0.4362 | 0.3775 | 0.00022685 | 0.0245% | 0.4986% | 1.2214e-06 |  |  | 0.66 | -0.42308 | 0.4362 | 0.3775 | 0.00026201 | 0.04244% | 0.4986% | 2.1159e-06
[5 empty] | 0.665 | -0.41159 | 0.43371 | 0.38763 | 0.00016112 | 0.0087% | 0.4986% | 4.3374e-07 |  |  |  | 0.665 | -0.41159 | 0.43371 | 0.38763 | 0.00023293 | 0.02515% | 0.4986% | 1.254e-06 |  |  | 0.665 | -0.41159 | 0.43371 | 0.38763 | 0.00026903 | 0.04357% | 0.4986% | 2.1724e-06
[5 empty] | 0.67 | -0.40002 | 0.43113 | 0.39809 | 0.00016546 | 0.008935% | 0.4985% | 4.454e-07 |  |  |  | 0.67 | -0.40002 | 0.43113 | 0.39809 | 0.00023922 | 0.02583% | 0.4985% | 1.2877e-06 |  |  | 0.67 | -0.40002 | 0.43113 | 0.39809 | 0.00027629 | 0.04475% | 0.4985% | 2.2308e-06
[5 empty] | 0.675 | -0.38839 | 0.42847 | 0.40889 | 0.00016996 | 0.009177% | 0.4984% | 4.5744e-07 |  |  |  | 0.675 | -0.38839 | 0.42847 | 0.40889 | 0.00024571 | 0.02653% | 0.4984% | 1.3225e-06 |  |  | 0.675 | -0.38839 | 0.42847 | 0.40889 | 0.00028379 | 0.04596% | 0.4984% | 2.2911e-06
[5 empty] | 0.68 | -0.37668 | 0.42573 | 0.42006 | 0.0001746 | 0.009428% | 0.4984% | 4.6988e-07 |  |  |  | 0.68 | -0.37668 | 0.42573 | 0.42006 | 0.00025242 | 0.02726% | 0.4984% | 1.3585e-06 |  |  | 0.68 | -0.37668 | 0.42573 | 0.42006 | 0.00029155 | 0.04722% | 0.4984% | 2.3534e-06
[5 empty] | 0.685 | -0.3649 | 0.4229 | 0.43162 | 0.0001794 | 0.009687% | 0.4983% | 4.8274e-07 |  |  |  | 0.685 | -0.3649 | 0.4229 | 0.43162 | 0.00025937 | 0.02801% | 0.4983% | 1.3957e-06 |  |  | 0.685 | -0.3649 | 0.4229 | 0.43162 | 0.00029957 | 0.04852% | 0.4983% | 2.4178e-06
[5 empty] | 0.69 | -0.35304 | 0.41999 | 0.44357 | 0.00018437 | 0.009956% | 0.4983% | 4.9605e-07 |  |  |  | 0.69 | -0.35304 | 0.41999 | 0.44357 | 0.00026655 | 0.02878% | 0.4983% | 1.4342e-06 |  |  | 0.69 | -0.35304 | 0.41999 | 0.44357 | 0.00030786 | 0.04986% | 0.4983% | 2.4844e-06
[5 empty] | 0.695 | -0.34109 | 0.417 | 0.45594 | 0.00018951 | 0.01023% | 0.4982% | 5.0982e-07 |  |  |  | 0.695 | -0.34109 | 0.417 | 0.45594 | 0.00027398 | 0.02959% | 0.4982% | 1.474e-06 |  |  | 0.695 | -0.34109 | 0.417 | 0.45594 | 0.00031645 | 0.05125% | 0.4982% | 2.5534e-06
[5 empty] | 0.7 | -0.32905 | 0.41392 | 0.46875 | 0.00019484 | 0.01052% | 0.4981% | 5.2408e-07 |  |  |  | 0.7 | -0.32905 | 0.41392 | 0.46875 | 0.00028168 | 0.03042% | 0.4981% | 1.5152e-06 |  |  | 0.7 | -0.32905 | 0.41392 | 0.46875 | 0.00032534 | 0.05269% | 0.4981% | 2.6248e-06
[5 empty] | 0.705 | -0.31693 | 0.41076 | 0.48203 | 0.00020035 | 0.01082% | 0.4981% | 5.3885e-07 |  |  |  | 0.705 | -0.31693 | 0.41076 | 0.48203 | 0.00028966 | 0.03128% | 0.4981% | 1.5579e-06 |  |  | 0.705 | -0.31693 | 0.41076 | 0.48203 | 0.00033455 | 0.05418% | 0.4981% | 2.6987e-06
[5 empty] | 0.71 | -0.30471 | 0.4075 | 0.49578 | 0.00020607 | 0.01113% | 0.498% | 5.5415e-07 |  |  |  | 0.71 | -0.30471 | 0.4075 | 0.49578 | 0.00029792 | 0.03217% | 0.498% | 1.6021e-06 |  |  | 0.71 | -0.30471 | 0.4075 | 0.49578 | 0.0003441 | 0.05573% | 0.498% | 2.7753e-06
[5 empty] | 0.715 | -0.29239 | 0.40417 | 0.51005 | 0.000212 | 0.01145% | 0.4979% | 5.7001e-07 |  |  |  | 0.715 | -0.29239 | 0.40417 | 0.51005 | 0.0003065 | 0.0331% | 0.4979% | 1.648e-06 |  |  | 0.715 | -0.29239 | 0.40417 | 0.51005 | 0.000354 | 0.05733% | 0.4979% | 2.8548e-06
[5 empty] | 0.72 | -0.27996 | 0.40074 | 0.52485 | 0.00021815 | 0.01178% | 0.4979% | 5.8647e-07 |  |  |  | 0.72 | -0.27996 | 0.40074 | 0.52485 | 0.00031539 | 0.03406% | 0.4979% | 1.6956e-06 |  |  | 0.72 | -0.27996 | 0.40074 | 0.52485 | 0.00036427 | 0.059% | 0.4979% | 2.9372e-06
[5 empty] | 0.725 | -0.26743 | 0.39723 | 0.54022 | 0.00022454 | 0.01212% | 0.4978% | 6.0355e-07 |  |  |  | 0.725 | -0.26743 | 0.39723 | 0.54022 | 0.00032462 | 0.03505% | 0.4978% | 1.7449e-06 |  |  | 0.725 | -0.26743 | 0.39723 | 0.54022 | 0.00037494 | 0.06072% | 0.4978% | 3.0227e-06
[5 empty] | 0.73 | -0.25479 | 0.39363 | 0.55618 | 0.00023117 | 0.01248% | 0.4977% | 6.2128e-07 |  |  |  | 0.73 | -0.25479 | 0.39363 | 0.55618 | 0.00033421 | 0.03609% | 0.4977% | 1.7962e-06 |  |  | 0.73 | -0.25479 | 0.39363 | 0.55618 | 0.00038602 | 0.06252% | 0.4977% | 3.1115e-06
[5 empty] | 0.735 | -0.24203 | 0.38993 | 0.57276 | 0.00023807 | 0.01285% | 0.4976% | 6.3971e-07 |  |  |  | 0.735 | -0.24203 | 0.38993 | 0.57276 | 0.00034418 | 0.03716% | 0.4976% | 1.8495e-06 |  |  | 0.735 | -0.24203 | 0.38993 | 0.57276 | 0.00039753 | 0.06438% | 0.4976% | 3.2037e-06
[5 empty] | 0.74 | -0.22914 | 0.38615 | 0.59001 | 0.00024524 | 0.01324% | 0.4976% | 6.5886e-07 |  |  |  | 0.74 | -0.22914 | 0.38615 | 0.59001 | 0.00035455 | 0.03828% | 0.4976% | 1.9048e-06 |  |  | 0.74 | -0.22914 | 0.38615 | 0.59001 | 0.0004095 | 0.06632% | 0.4976% | 3.2996e-06
[5 empty] | 0.745 | -0.21613 | 0.38227 | 0.60796 | 0.0002527 | 0.01364% | 0.4975% | 6.7879e-07 |  |  |  | 0.745 | -0.21613 | 0.38227 | 0.60796 | 0.00036533 | 0.03945% | 0.4975% | 1.9624e-06 |  |  | 0.745 | -0.21613 | 0.38227 | 0.60796 | 0.00042195 | 0.06833% | 0.4975% | 3.3994e-06
[5 empty] | 0.75 | -0.20298 | 0.37831 | 0.62664 | 0.00026046 | 0.01406% | 0.4974% | 6.9953e-07 |  |  |  | 0.75 | -0.20298 | 0.37831 | 0.62664 | 0.00037656 | 0.04066% | 0.4974% | 2.0224e-06 |  |  | 0.75 | -0.20298 | 0.37831 | 0.62664 | 0.00043492 | 0.07043% | 0.4974% | 3.5032e-06
[5 empty] | 0.755 | -0.18969 | 0.37424 | 0.64611 | 0.00026856 | 0.0145% | 0.4973% | 7.2113e-07 |  |  |  | 0.755 | -0.18969 | 0.37424 | 0.64611 | 0.00038826 | 0.04192% | 0.4973% | 2.0848e-06 |  |  | 0.755 | -0.18969 | 0.37424 | 0.64611 | 0.00044844 | 0.07262% | 0.4973% | 3.6114e-06
[5 empty] | 0.76 | -0.17626 | 0.37009 | 0.66641 | 0.00027699 | 0.01496% | 0.4972% | 7.4364e-07 |  |  |  | 0.76 | -0.17626 | 0.37009 | 0.66641 | 0.00040046 | 0.04324% | 0.4972% | 2.1499e-06 |  |  | 0.76 | -0.17626 | 0.37009 | 0.66641 | 0.00046253 | 0.0749% | 0.4972% | 3.7241e-06
[5 empty] | 0.765 | -0.16267 | 0.36583 | 0.68759 | 0.0002858 | 0.01543% | 0.4971% | 7.6713e-07 |  |  |  | 0.765 | -0.16267 | 0.36583 | 0.68759 | 0.00041318 | 0.04461% | 0.4971% | 2.2178e-06 |  |  | 0.765 | -0.16267 | 0.36583 | 0.68759 | 0.00047723 | 0.07728% | 0.4971% | 3.8417e-06
[5 empty] | 0.77 | -0.14892 | 0.36149 | 0.70971 | 0.00029499 | 0.01593% | 0.497% | 7.9164e-07 |  |  |  | 0.77 | -0.14892 | 0.36149 | 0.70971 | 0.00042647 | 0.04605% | 0.497% | 2.2886e-06 |  |  | 0.77 | -0.14892 | 0.36149 | 0.70971 | 0.00049258 | 0.07977% | 0.497% | 3.9644e-06
[5 empty] | 0.775 | -0.135 | 0.35704 | 0.73282 | 0.0003046 | 0.01645% | 0.4969% | 8.1725e-07 |  |  |  | 0.775 | -0.135 | 0.35704 | 0.73282 | 0.00044036 | 0.04755% | 0.4969% | 2.3627e-06 |  |  | 0.775 | -0.135 | 0.35704 | 0.73282 | 0.00050862 | 0.08236% | 0.4969% | 4.0926e-06
[5 empty] | 0.78 | -0.12091 | 0.35249 | 0.75699 | 0.00031464 | 0.01699% | 0.4968% | 8.4401e-07 |  |  |  | 0.78 | -0.12091 | 0.35249 | 0.75699 | 0.00045489 | 0.04912% | 0.4968% | 2.44e-06 |  |  | 0.78 | -0.12091 | 0.35249 | 0.75699 | 0.00052539 | 0.08508% | 0.4968% | 4.2266e-06
[5 empty] | 0.785 | -0.10663 | 0.34785 | 0.78229 | 0.00032516 | 0.01756% | 0.4967% | 8.7202e-07 |  |  |  | 0.785 | -0.10663 | 0.34785 | 0.78229 | 0.00047009 | 0.05076% | 0.4967% | 2.521e-06 |  |  | 0.785 | -0.10663 | 0.34785 | 0.78229 | 0.00054295 | 0.08792% | 0.4967% | 4.3668e-06
[5 empty] | 0.79 | -0.092157 | 0.3431 | 0.8088 | 0.00033618 | 0.01815% | 0.4966% | 9.0136e-07 |  |  |  | 0.79 | -0.092157 | 0.3431 | 0.8088 | 0.00048602 | 0.05248% | 0.4966% | 2.6058e-06 |  |  | 0.79 | -0.092157 | 0.3431 | 0.8088 | 0.00056135 | 0.0909% | 0.4966% | 4.5136e-06
[5 empty] | 0.795 | -0.07748 | 0.33824 | 0.8366 | 0.00034773 | 0.01878% | 0.4964% | 9.321e-07 |  |  |  | 0.795 | -0.07748 | 0.33824 | 0.8366 | 0.00050273 | 0.05428% | 0.4964% | 2.6946e-06 |  |  | 0.795 | -0.07748 | 0.33824 | 0.8366 | 0.00058065 | 0.09402% | 0.4964% | 4.6675e-06
[5 empty] | 0.8 | -0.062589 | 0.33329 | 0.86579 | 0.00035986 | 0.01943% | 0.4963% | 9.6436e-07 |  |  |  | 0.8 | -0.062589 | 0.33329 | 0.86579 | 0.00052026 | 0.05617% | 0.4963% | 2.7879e-06 |  |  | 0.8 | -0.062589 | 0.33329 | 0.86579 | 0.0006009 | 0.0973% | 0.4963% | 4.829e-06
[5 empty] | 0.805 | -0.047472 | 0.32822 | 0.89645 | 0.00037261 | 0.02012% | 0.4962% | 9.9824e-07 |  |  |  | 0.805 | -0.047472 | 0.32822 | 0.89645 | 0.00053869 | 0.05816% | 0.4962% | 2.8858e-06 |  |  | 0.805 | -0.047472 | 0.32822 | 0.89645 | 0.00062219 | 0.1007% | 0.4962% | 4.9986e-06
[5 empty] | 0.81 | -0.032118 | 0.32305 | 0.92871 | 0.00038602 | 0.02084% | 0.496% | 1.0339e-06 |  |  |  | 0.81 | -0.032118 | 0.32305 | 0.92871 | 0.00055808 | 0.06025% | 0.496% | 2.9888e-06 |  |  | 0.81 | -0.032118 | 0.32305 | 0.92871 | 0.00064458 | 0.1044% | 0.496% | 5.1769e-06
[5 empty] | 0.815 | -0.016513 | 0.31777 | 0.96269 | 0.00040014 | 0.02161% | 0.4959% | 1.0714e-06 |  |  |  | 0.815 | -0.016513 | 0.31777 | 0.96269 | 0.00057849 | 0.06246% | 0.4959% | 3.0971e-06 |  |  | 0.815 | -0.016513 | 0.31777 | 0.96269 | 0.00066816 | 0.1082% | 0.4959% | 5.3646e-06
[5 empty] | 0.82 | -0.0006444 | 0.31238 | 0.99852 | 0.00041503 | 0.02241% | 0.4957% | 1.1109e-06 |  |  |  | 0.82 | -0.0006444 | 0.31238 | 0.99852 | 0.00060002 | 0.06478% | 0.4957% | 3.2113e-06 |  |  | 0.82 | -0.0006444 | 0.31238 | 0.99852 | 0.00069302 | 0.1122% | 0.4957% | 5.5623e-06
[5 empty] | 0.825 | 0.015504 | 0.30688 | 1.0363 | 0.00043076 | 0.02326% | 0.4956% | 1.1526e-06 |  |  |  | 0.825 | 0.015504 | 0.30688 | 1.0363 | 0.00062275 | 0.06723% | 0.4956% | 3.3318e-06 |  |  | 0.825 | 0.015504 | 0.30688 | 1.0363 | 0.00071928 | 0.1165% | 0.4956% | 5.771e-06
[5 empty] | 0.83 | 0.031948 | 0.30125 | 1.0763 | 0.00044738 | 0.02416% | 0.4954% | 1.1966e-06 |  |  |  | 0.83 | 0.031948 | 0.30125 | 1.0763 | 0.00064679 | 0.06983% | 0.4954% | 3.4591e-06 |  |  | 0.83 | 0.031948 | 0.30125 | 1.0763 | 0.00074704 | 0.1209% | 0.4954% | 5.9914e-06
[5 empty] | 0.835 | 0.048705 | 0.29552 | 1.1187 | 0.00046498 | 0.02511% | 0.4952% | 1.2432e-06 |  |  |  | 0.835 | 0.048705 | 0.29552 | 1.1187 | 0.00067223 | 0.07257% | 0.4952% | 3.5938e-06 |  |  | 0.835 | 0.048705 | 0.29552 | 1.1187 | 0.00077642 | 0.1257% | 0.4952% | 6.2246e-06
[5 empty] | 0.84 | 0.065794 | 0.28966 | 1.1636 | 0.00048364 | 0.02611% | 0.495% | 1.2926e-06 |  |  |  | 0.84 | 0.065794 | 0.28966 | 1.1636 | 0.00069921 | 0.07549% | 0.495% | 3.7365e-06 |  |  | 0.84 | 0.065794 | 0.28966 | 1.1636 | 0.00080758 | 0.1307% | 0.495% | 6.4717e-06
[5 empty] | 0.845 | 0.083235 | 0.28368 | 1.2113 | 0.00050346 | 0.02718% | 0.4948% | 1.345e-06 |  |  |  | 0.845 | 0.083235 | 0.28368 | 1.2113 | 0.00072786 | 0.07858% | 0.4948% | 3.8879e-06 |  |  | 0.845 | 0.083235 | 0.28368 | 1.2113 | 0.00084068 | 0.1361% | 0.4948% | 6.7339e-06
[5 empty] | 0.85 | 0.10105 | 0.27757 | 1.262 | 0.00052454 | 0.02832% | 0.4946% | 1.4007e-06 |  |  |  | 0.85 | 0.10105 | 0.27757 | 1.262 | 0.00075834 | 0.08187% | 0.4946% | 4.0489e-06 |  |  | 0.85 | 0.10105 | 0.27757 | 1.262 | 0.00087588 | 0.1418% | 0.4946% | 7.0125e-06
[5 empty] | 0.855 | 0.11927 | 0.27134 | 1.316 | 0.00054701 | 0.02953% | 0.4943% | 1.46e-06 |  |  |  | 0.855 | 0.11927 | 0.27134 | 1.316 | 0.00079083 | 0.08537% | 0.4943% | 4.2202e-06 |  |  | 0.855 | 0.11927 | 0.27134 | 1.316 | 0.00091341 | 0.1479% | 0.4943% | 7.3092e-06
[5 empty] | 0.86 | 0.13792 | 0.26497 | 1.3738 | 0.00057101 | 0.03083% | 0.4941% | 1.5232e-06 |  |  |  | 0.86 | 0.13792 | 0.26497 | 1.3738 | 0.00082552 | 0.08912% | 0.4941% | 4.403e-06 |  |  | 0.86 | 0.13792 | 0.26497 | 1.3738 | 0.00095348 | 0.1543% | 0.4941% | 7.6257e-06
[5 empty] | 0.865 | 0.15702 | 0.25847 | 1.4356 | 0.00059669 | 0.03222% | 0.4938% | 1.5908e-06 |  |  |  | 0.865 | 0.15702 | 0.25847 | 1.4356 | 0.00086265 | 0.09312% | 0.4938% | 4.5984e-06 |  |  | 0.865 | 0.15702 | 0.25847 | 1.4356 | 0.00099636 | 0.1613% | 0.4938% | 7.9639e-06
[5 empty] | 0.87 | 0.17662 | 0.25184 | 1.5018 | 0.00062423 | 0.0337% | 0.4935% | 1.6632e-06 |  |  |  | 0.87 | 0.17662 | 0.25184 | 1.5018 | 0.00090246 | 0.09742% | 0.4935% | 4.8077e-06 |  |  | 0.87 | 0.17662 | 0.25184 | 1.5018 | 0.0010423 | 0.1687% | 0.4935% | 8.3263e-06
[5 empty] | 0.875 | 0.19674 | 0.24506 | 1.573 | 0.00065384 | 0.0353% | 0.4932% | 1.741e-06 |  |  |  | 0.875 | 0.19674 | 0.24506 | 1.573 | 0.00094527 | 0.102% | 0.4932% | 5.0323e-06 |  |  | 0.875 | 0.19674 | 0.24506 | 1.573 | 0.0010918 | 0.1767% | 0.4932% | 8.7153e-06
[5 empty] | 0.88 | 0.21744 | 0.23814 | 1.6498 | 0.00068575 | 0.03702% | 0.4928% | 1.8247e-06 |  |  |  | 0.88 | 0.21744 | 0.23814 | 1.6498 | 0.0009914 | 0.107% | 0.4928% | 5.2742e-06 |  |  | 0.88 | 0.21744 | 0.23814 | 1.6498 | 0.0011451 | 0.1853% | 0.4928% | 9.1339e-06
[5 empty] | 0.885 | 0.23875 | 0.23107 | 1.7328 | 0.00072024 | 0.03889% | 0.4925% | 1.915e-06 |  |  |  | 0.885 | 0.23875 | 0.23107 | 1.7328 | 0.0010413 | 0.1124% | 0.4925% | 5.5352e-06 |  |  | 0.885 | 0.23875 | 0.23107 | 1.7328 | 0.0012027 | 0.1946% | 0.4925% | 9.5857e-06
[5 empty] | 0.89 | 0.26073 | 0.22385 | 1.8228 | 0.00075764 | 0.0409% | 0.4921% | 2.0128e-06 |  |  |  | 0.89 | 0.26073 | 0.22385 | 1.8228 | 0.0010953 | 0.1182% | 0.4921% | 5.8176e-06 |  |  | 0.89 | 0.26073 | 0.22385 | 1.8228 | 0.0012651 | 0.2047% | 0.4921% | 1.0075e-05
[5 empty] | 0.895 | 0.28344 | 0.21647 | 1.9206 | 0.00079831 | 0.0431% | 0.4916% | 2.1189e-06 |  |  |  | 0.895 | 0.28344 | 0.21647 | 1.9206 | 0.0011541 | 0.1246% | 0.4916% | 6.1242e-06 |  |  | 0.895 | 0.28344 | 0.21647 | 1.9206 | 0.001333 | 0.2157% | 0.4916% | 1.0605e-05
[5 empty] | 0.9 | 0.30695 | 0.20893 | 2.0275 | 0.00084271 | 0.0455% | 0.4912% | 2.2346e-06 |  |  |  | 0.9 | 0.30695 | 0.20893 | 2.0275 | 0.0012183 | 0.1315% | 0.4912% | 6.4583e-06 |  |  | 0.9 | 0.30695 | 0.20893 | 2.0275 | 0.0014072 | 0.2277% | 0.4912% | 1.1184e-05
[5 empty] | 0.905 | 0.33134 | 0.20121 | 2.1445 | 0.00089138 | 0.04812% | 0.4906% | 2.361e-06 |  |  |  | 0.905 | 0.33134 | 0.20121 | 2.1445 | 0.0012887 | 0.1391% | 0.4906% | 6.8236e-06 |  |  | 0.905 | 0.33134 | 0.20121 | 2.1445 | 0.0014884 | 0.2408% | 0.4906% | 1.1816e-05
[5 empty] | 0.91 | 0.35668 | 0.19332 | 2.2734 | 0.00094495 | 0.05101% | 0.49% | 2.4999e-06 |  |  |  | 0.91 | 0.35668 | 0.19332 | 2.2734 | 0.0013661 | 0.1474% | 0.49% | 7.2247e-06 |  |  | 0.91 | 0.35668 | 0.19332 | 2.2734 | 0.0015779 | 0.2553% | 0.49% | 1.251e-05
[5 empty] | 0.915 | 0.3831 | 0.18525 | 2.416 | 0.0010042 | 0.05421% | 0.4894% | 2.653e-06 |  |  |  | 0.915 | 0.3831 | 0.18525 | 2.416 | 0.0014518 | 0.1567% | 0.4894% | 7.6672e-06 |  |  | 0.915 | 0.3831 | 0.18525 | 2.416 | 0.0016768 | 0.2713% | 0.4894% | 1.3276e-05
[5 empty] | 0.92 | 0.41071 | 0.17698 | 2.5746 | 0.0010701 | 0.05777% | 0.4886% | 2.8228e-06 |  |  |  | 0.92 | 0.41071 | 0.17698 | 2.5746 | 0.0015471 | 0.1669% | 0.4886% | 8.1576e-06 |  |  | 0.92 | 0.41071 | 0.17698 | 2.5746 | 0.0017869 | 0.2891% | 0.4886% | 1.4124e-05
[5 empty] | 0.925 | 0.43966 | 0.16852 | 2.752 | 0.0011439 | 0.06175% | 0.4878% | 3.0122e-06 |  |  |  | 0.925 | 0.43966 | 0.16852 | 2.752 | 0.0016537 | 0.1784% | 0.4878% | 8.7045e-06 |  |  | 0.925 | 0.43966 | 0.16852 | 2.752 | 0.0019101 | 0.309% | 0.4878% | 1.5071e-05
[5 empty] | 0.93 | 0.47011 | 0.15984 | 2.952 | 0.001227 | 0.06624% | 0.4868% | 3.2247e-06 |  |  |  | 0.93 | 0.47011 | 0.15984 | 2.952 | 0.0017739 | 0.1914% | 0.4868% | 9.3181e-06 |  |  | 0.93 | 0.47011 | 0.15984 | 2.952 | 0.0020488 | 0.3314% | 0.4868% | 1.6132e-05
[5 empty] | 0.935 | 0.50229 | 0.15095 | 3.179 | 0.0013214 | 0.07133% | 0.4858% | 3.4648e-06 |  |  |  | 0.935 | 0.50229 | 0.15095 | 3.179 | 0.0019103 | 0.2061% | 0.4858% | 1.0012e-05 |  |  | 0.935 | 0.50229 | 0.15095 | 3.179 | 0.0022064 | 0.3568% | 0.4858% | 1.7332e-05
[5 empty] | 0.94 | 0.53646 | 0.14181 | 3.4392 | 0.0014295 | 0.07716% | 0.4845% | 3.7385e-06 |  |  |  | 0.94 | 0.53646 | 0.14181 | 3.4392 | 0.0020667 | 0.223% | 0.4845% | 1.0802e-05 |  |  | 0.94 | 0.53646 | 0.14181 | 3.4392 | 0.002387 | 0.3859% | 0.4845% | 1.8699e-05
[5 empty] | 0.945 | 0.57293 | 0.13243 | 3.7405 | 0.0015547 | 0.08392% | 0.483% | 4.0534e-06 |  |  |  | 0.945 | 0.57293 | 0.13243 | 3.7405 | 0.0022477 | 0.2425% | 0.483% | 1.1711e-05 |  |  | 0.945 | 0.57293 | 0.13243 | 3.7405 | 0.0025961 | 0.4197% | 0.483% | 2.0271e-05
[5 empty] | 0.95 | 0.61213 | 0.12278 | 4.0938 | 0.0017016 | 0.09184% | 0.4812% | 4.4198e-06 |  |  |  | 0.95 | 0.61213 | 0.12278 | 4.0938 | 0.00246 | 0.2653% | 0.4812% | 1.2769e-05 |  |  | 0.95 | 0.61213 | 0.12278 | 4.0938 | 0.0028413 | 0.4592% | 0.4812% | 2.21e-05
[5 empty] | 0.955 | 0.65458 | 0.11284 | 4.5142 | 0.0018763 | 0.1013% | 0.4791% | 4.8518e-06 |  |  |  | 0.955 | 0.65458 | 0.11284 | 4.5142 | 0.0027127 | 0.2925% | 0.4791% | 1.4015e-05 |  |  | 0.955 | 0.65458 | 0.11284 | 4.5142 | 0.0031331 | 0.5063% | 0.4791% | 2.4255e-05
[5 empty] | 0.96 | 0.70103 | 0.10259 | 5.0237 | 0.0020881 | 0.1127% | 0.4764% | 5.3692e-06 |  |  |  | 0.96 | 0.70103 | 0.10259 | 5.0237 | 0.0030188 | 0.3255% | 0.4764% | 1.5508e-05 |  |  | 0.96 | 0.70103 | 0.10259 | 5.0237 | 0.0034867 | 0.5633% | 0.4764% | 2.6836e-05
[5 empty] | 0.965 | 0.75245 | 0.091988 | 5.6553 | 0.0023506 | 0.1269% | 0.4731% | 6.0012e-06 |  |  |  | 0.965 | 0.75245 | 0.091988 | 5.6553 | 0.0033983 | 0.3663% | 0.4731% | 1.7331e-05 |  |  | 0.965 | 0.75245 | 0.091988 | 5.6553 | 0.0039251 | 0.6338% | 0.4731% | 2.9986e-05
[5 empty] | 0.97 | 0.81032 | 0.081002 | 6.4612 | 0.0026856 | 0.1449% | 0.4687% | 6.7922e-06 |  |  |  | 0.97 | 0.81032 | 0.081002 | 6.4612 | 0.0038827 | 0.4184% | 0.4687% | 1.9612e-05 |  |  | 0.97 | 0.81032 | 0.081002 | 6.4612 | 0.0044844 | 0.7238% | 0.4687% | 3.3926e-05
[5 empty] | 0.975 | 0.87682 | 0.069577 | 7.5304 | 0.00313 | 0.1689% | 0.4627% | 7.8142e-06 |  |  |  | 0.975 | 0.87682 | 0.069577 | 7.5304 | 0.0045251 | 0.4875% | 0.4627% | 2.2558e-05 |  |  | 0.975 | 0.87682 | 0.069577 | 7.5304 | 0.0052265 | 0.8431% | 0.4627% | 3.9012e-05
[5 empty] | 0.98 | 0.9556 | 0.057641 | 9.0281 | 0.0037525 | 0.2024% | 0.4541% | 9.1922e-06 |  |  |  | 0.98 | 0.9556 | 0.057641 | 9.0281 | 0.0054251 | 0.5842% | 0.4541% | 2.6528e-05 |  |  | 0.98 | 0.9556 | 0.057641 | 9.0281 | 0.006266 | 1.01% | 0.4541% | 4.5861e-05
[5 empty] | 0.985 | 1.0533 | 0.045084 | 11.3064 | 0.0046995 | 0.2535% | 0.4406% | 1.1167e-05 |  |  |  | 0.985 | 1.0533 | 0.045084 | 11.3064 | 0.0067942 | 0.7311% | 0.4406% | 3.2211e-05 |  |  | 0.985 | 1.0533 | 0.045084 | 11.3064 | 0.0078473 | 1.263% | 0.4406% | 5.5656e-05
[5 empty] | 0.99 | 1.1846 | 0.031729 | 15.2961 | 0.0063578 | 0.3427% | 0.4165% | 1.4274e-05 |  |  |  | 0.99 | 1.1846 | 0.031729 | 15.2961 | 0.0091917 | 0.9878% | 0.4165% | 4.1137e-05 |  |  | 0.99 | 1.1846 | 0.031729 | 15.2961 | 0.010616 | 1.705% | 0.4165% | 7.1012e-05
[5 empty] | 0.995 | 1.3941 | 0.017214 | 24.7825 | 0.010301 | 0.5547% | 0.3607% | 2.0011e-05 |  |  |  | 0.995 | 1.3941 | 0.017214 | 24.7825 | 0.014892 | 1.595% | 0.3607% | 5.7556e-05 |  |  | 0.995 | 1.3941 | 0.017214 | 24.7825 | 0.0172 | 2.748% | 0.3607% | 9.9132e-05
|  |  |  | 6 | CoV-2: Standing, Speaking | 1 | hr | 0.43136 | 1.2 |  |  | R(ERq) |  |  |  | CoV-2: Standing, Speaking | 2 | hr | 0.43136 | 1.2 |  |  | R(ERq) |  |  | CoV-2: Standing, Speaking | 3 | hr | 0.43136 | 1.2 |  |  | R(ERq)
[5 empty] | Percentile Increment | log10ERq | pdf log10ERq | ERq | Avg quanta/m3 | PI(ERq) | PERq | PI(ERq)*PERq | Risk = | 0.010693 |  | Percentile Increment | log10ERq | pdf log10ERq | ERq | Avg quanta/m3 | PI(ERq) | PERq | PI(ERq)*PERq | Risk = | 0.025999 | Percentile Increment | log10ERq | pdf log10ERq | ERq | Avg quanta/m3 | PI(ERq) | PERq | PI(ERq)*PERq | Risk = | 0.039209 | 80
[5 empty] | 0.005 | -2.6596 | 0.01205 | 0.0021896 | 9.1012e-07 | 4.915e-05% |  | 0 | Percentile = | 0.85 |  | 0.005 | -2.6596 | 0.01205 | 0.0021896 | 1.3158e-06 | 0.0001421% |  | 0 | Percentile = | 0.835 | 0.005 | -2.6596 | 0.01205 | 0.0021896 | 1.5197e-06 | 0.0002462% |  | 0 | Percentile = | 0.82
[5 empty] | 0.01 | -2.3603 | 0.02221 | 0.0043626 | 1.8133e-06 | 9.792e-05% | 0.6649% | 6.5109e-09 | R(ERq)max = | 0.1899% |  | 0.01 | -2.3603 | 0.02221 | 0.0043626 | 2.6216e-06 | 0.0002831% | 0.6649% | 1.8826e-08 | R(ERq)max = | 0.3192% | 0.01 | -2.3603 | 0.02221 | 0.0043626 | 3.0279e-06 | 0.0004905% | 0.6649% | 3.2615e-08 | R(ERq)max = | 0.3528% | 0.01
[5 empty] | 0.015 | -2.1727 | 0.031559 | 0.0067182 | 2.7924e-06 | 0.0001508% | 0.5918% | 8.9231e-09 | PI 90% = | 2.069% |  | 0.015 | -2.1727 | 0.031559 | 0.0067182 | 4.0371e-06 | 0.000436% | 0.5918% | 2.5801e-08 | PI 90% = | 5.867% | 0.015 | -2.1727 | 0.031559 | 0.0067182 | 4.6628e-06 | 0.0007554% | 0.5918% | 4.47e-08 | PI 90% = | 9.945% | 0.015
[5 empty] | 0.02 | -2.0331 | 0.040348 | 0.0092654 | 3.8512e-06 | 0.000208% | 0.5633% | 1.1715e-08 | Percentile = | 0.9 |  | 0.02 | -2.0331 | 0.040348 | 0.0092654 | 5.5677e-06 | 0.0006013% | 0.5633% | 3.3872e-08 | Percentile = | 0.9 | 0.02 | -2.0331 | 0.040348 | 0.0092654 | 6.4307e-06 | 0.001042% | 0.5633% | 5.8683e-08 | Percentile = | 0.9 | 0.02
[5 empty] | 0.025 | -1.9206 | 0.048704 | 0.012006 | 4.9904e-06 | 0.0002695% | 0.5481% | 1.4771e-08 |  |  |  | 0.025 | -1.9206 | 0.048704 | 0.012006 | 7.2147e-06 | 0.0007792% | 0.5481% | 4.2709e-08 |  |  | 0.025 | -1.9206 | 0.048704 | 0.012006 | 8.333e-06 | 0.00135% | 0.5481% | 7.3993e-08 |  |  | 0.025
[5 empty] | 0.03 | -1.8256 | 0.056702 | 0.014942 | 6.2107e-06 | 0.0003354% | 0.5387% | 1.8066e-08 |  |  |  | 0.03 | -1.8256 | 0.056702 | 0.014942 | 8.9789e-06 | 0.0009697% | 0.5387% | 5.2238e-08 |  |  | 0.03 | -1.8256 | 0.056702 | 0.014942 | 1.0371e-05 | 0.00168% | 0.5387% | 9.0501e-08 | 1 | 0.695 | 0.03
[5 empty] | 0.035 | -1.7429 | 0.064392 | 0.018075 | 7.5127e-06 | 0.0004057% | 0.5323% | 2.1593e-08 |  |  |  | 0.035 | -1.7429 | 0.064392 | 0.018075 | 1.0861e-05 | 0.001173% | 0.5323% | 6.2435e-08 |  |  | 0.035 | -1.7429 | 0.064392 | 0.018075 | 1.2545e-05 | 0.002032% | 0.5323% | 1.0817e-07 | 2 | 0.775 | 0.035
[5 empty] | 0.04 | -1.6695 | 0.071811 | 0.021406 | 8.8975e-06 | 0.0004805% | 0.5276% | 2.5349e-08 |  |  |  | 0.04 | -1.6695 | 0.071811 | 0.021406 | 1.2863e-05 | 0.001389% | 0.5276% | 7.3295e-08 |  |  | 0.04 | -1.6695 | 0.071811 | 0.021406 | 1.4857e-05 | 0.002407% | 0.5276% | 1.2698e-07 | 3 | 0.82 | 0.04
[5 empty] | 0.045 | -1.6031 | 0.078989 | 0.024939 | 1.0366e-05 | 0.0005598% | 0.5241% | 2.9335e-08 |  |  |  | 0.045 | -1.6031 | 0.078989 | 0.024939 | 1.4986e-05 | 0.001619% | 0.5241% | 8.4821e-08 |  |  | 0.045 | -1.6031 | 0.078989 | 0.024939 | 1.7309e-05 | 0.002804% | 0.5241% | 1.4695e-07 | 4 | 0.845 | 0.045
[5 empty] | 0.05 | -1.5425 | 0.085946 | 0.028677 | 1.192e-05 | 0.0006437% | 0.5213% | 3.3554e-08 |  |  |  | 0.05 | -1.5425 | 0.085946 | 0.028677 | 1.7233e-05 | 0.001861% | 0.5213% | 9.7018e-08 |  |  | 0.05 | -1.5425 | 0.085946 | 0.028677 | 1.9904e-05 | 0.003224% | 0.5213% | 1.6808e-07 | 5 | 0.865 | 0.05
[5 empty] | 0.055 | -1.4865 | 0.092701 | 0.032624 | 1.356e-05 | 0.0007322% | 0.5191% | 3.8007e-08 |  |  |  | 0.055 | -1.4865 | 0.092701 | 0.032624 | 1.9604e-05 | 0.002117% | 0.5191% | 1.099e-07 |  |  | 0.055 | -1.4865 | 0.092701 | 0.032624 | 2.2643e-05 | 0.003668% | 0.5191% | 1.9039e-07 | 6 | 0.875 | 0.055
[5 empty] | 0.06 | -1.4344 | 0.099269 | 0.036782 | 1.5288e-05 | 0.0008256% | 0.5172% | 4.2701e-08 |  |  |  | 0.06 | -1.4344 | 0.099269 | 0.036782 | 2.2103e-05 | 0.002387% | 0.5172% | 1.2347e-07 |  |  | 0.06 | -1.4344 | 0.099269 | 0.036782 | 2.5529e-05 | 0.004136% | 0.5172% | 2.139e-07 | 7 | 0.89 | 0.06
[5 empty] | 0.065 | -1.3856 | 0.10566 | 0.041157 | 1.7107e-05 | 0.0009238% | 0.5157% | 4.7638e-08 |  |  |  | 0.065 | -1.3856 | 0.10566 | 0.041157 | 2.4732e-05 | 0.002671% | 0.5157% | 1.3774e-07 |  |  | 0.065 | -1.3856 | 0.10566 | 0.041157 | 2.8565e-05 | 0.004627% | 0.5157% | 2.3863e-07 |  |  | 0.065
[5 empty] | 0.07 | -1.3396 | 0.11189 | 0.045752 | 1.9017e-05 | 0.001027% | 0.5144% | 5.2824e-08 |  |  |  | 0.07 | -1.3396 | 0.11189 | 0.045752 | 2.7493e-05 | 0.002969% | 0.5144% | 1.5274e-07 |  |  | 0.07 | -1.3396 | 0.11189 | 0.045752 | 3.1755e-05 | 0.005144% | 0.5144% | 2.6461e-07 | 0 | 0.695 | 0.07
[5 empty] | 0.075 | -1.2961 | 0.11796 | 0.050574 | 2.1021e-05 | 0.001135% | 0.5133% | 5.8263e-08 |  |  |  | 0.075 | -1.2961 | 0.11796 | 0.050574 | 3.0391e-05 | 0.003282% | 0.5133% | 1.6846e-07 |  |  | 0.075 | -1.2961 | 0.11796 | 0.050574 | 3.5101e-05 | 0.005686% | 0.5133% | 2.9186e-07 | 1 | 0.08 | 0.075
[5 empty] | 0.08 | -1.2547 | 0.12389 | 0.055626 | 2.3121e-05 | 0.001249% | 0.5123% | 6.3962e-08 |  |  |  | 0.08 | -1.2547 | 0.12389 | 0.055626 | 3.3426e-05 | 0.00361% | 0.5123% | 1.8494e-07 |  |  | 0.08 | -1.2547 | 0.12389 | 0.055626 | 3.8607e-05 | 0.006254% | 0.5123% | 3.204e-07 | 2 | 0.045 | 0.08
[5 empty] | 0.085 | -1.2153 | 0.12967 | 0.060914 | 2.5319e-05 | 0.001367% | 0.5115% | 6.9927e-08 |  |  |  | 0.085 | -1.2153 | 0.12967 | 0.060914 | 3.6604e-05 | 0.003953% | 0.5115% | 2.0219e-07 |  |  | 0.085 | -1.2153 | 0.12967 | 0.060914 | 4.2278e-05 | 0.006849% | 0.5115% | 3.5028e-07 | 3 | 0.025 | 0.085
[5 empty] | 0.09 | -1.1775 | 0.13533 | 0.066444 | 2.7618e-05 | 0.001491% | 0.5107% | 7.6162e-08 |  |  |  | 0.09 | -1.1775 | 0.13533 | 0.066444 | 3.9927e-05 | 0.004312% | 0.5107% | 2.2022e-07 |  |  | 0.09 | -1.1775 | 0.13533 | 0.066444 | 4.6116e-05 | 0.007471% | 0.5107% | 3.8152e-07 | 4 | 0.02 | 0.09
[5 empty] | 0.095 | -1.1413 | 0.14085 | 0.072222 | 3.0019e-05 | 0.001621% | 0.51% | 8.2676e-08 |  |  |  | 0.095 | -1.1413 | 0.14085 | 0.072222 | 4.3399e-05 | 0.004687% | 0.51% | 2.3905e-07 |  |  | 0.095 | -1.1413 | 0.14085 | 0.072222 | 5.0126e-05 | 0.00812% | 0.51% | 4.1415e-07 | 5 | 0.01 | 0.095
[5 empty] | 0.1 | -1.1065 | 0.14625 | 0.078253 | 3.2526e-05 | 0.001756% | 0.5094% | 8.9475e-08 |  |  |  | 0.1 | -1.1065 | 0.14625 | 0.078253 | 4.7023e-05 | 0.005078% | 0.5094% | 2.5871e-07 |  |  | 0.1 | -1.1065 | 0.14625 | 0.078253 | 5.4312e-05 | 0.008798% | 0.5094% | 4.482e-07 | 6 | 0.015 | 0.1
[5 empty] | 0.105 | -1.0729 | 0.15153 | 0.084544 | 3.5141e-05 | 0.001898% | 0.5089% | 9.6566e-08 |  |  |  | 0.105 | -1.0729 | 0.15153 | 0.084544 | 5.0804e-05 | 0.005487% | 0.5089% | 2.7921e-07 |  |  | 0.105 | -1.0729 | 0.15153 | 0.084544 | 5.8678e-05 | 0.009505% | 0.5089% | 4.8372e-07 | 7+ | 0.11 | 0.105
[5 empty] | 0.11 | -1.0405 | 0.1567 | 0.091102 | 3.7867e-05 | 0.002045% | 0.5084% | 1.0396e-07 |  |  |  | 0.11 | -1.0405 | 0.1567 | 0.091102 | 5.4745e-05 | 0.005912% | 0.5084% | 3.0058e-07 |  |  | 0.11 | -1.0405 | 0.1567 | 0.091102 | 6.323e-05 | 0.01024% | 0.5084% | 5.2074e-07 |  |  | 0.11
[5 empty] | 0.115 | -1.0091 | 0.16175 | 0.097934 | 4.0706e-05 | 0.002198% | 0.508% | 1.1165e-07 |  |  |  | 0.115 | -1.0091 | 0.16175 | 0.097934 | 5.885e-05 | 0.006356% | 0.508% | 3.2283e-07 |  |  | 0.115 | -1.0091 | 0.16175 | 0.097934 | 6.7971e-05 | 0.01101% | 0.508% | 5.5929e-07 |  |  | 0.115
[5 empty] | 0.12 | -0.97862 | 0.1667 | 0.10505 | 4.3662e-05 | 0.002358% | 0.5075% | 1.1967e-07 |  |  |  | 0.12 | -0.97862 | 0.1667 | 0.10505 | 6.3124e-05 | 0.006817% | 0.5075% | 3.46e-07 |  |  | 0.12 | -0.97862 | 0.1667 | 0.10505 | 7.2908e-05 | 0.01181% | 0.5075% | 5.9943e-07 |  |  | 0.12
[5 empty] | 0.125 | -0.94906 | 0.17154 | 0.11245 | 4.6738e-05 | 0.002524% | 0.5072% | 1.28e-07 |  |  |  | 0.125 | -0.94906 | 0.17154 | 0.11245 | 6.7571e-05 | 0.007297% | 0.5072% | 3.701e-07 |  |  | 0.125 | -0.94906 | 0.17154 | 0.11245 | 7.8044e-05 | 0.01264% | 0.5072% | 6.4118e-07 |  |  | 0.125
[5 empty] | 0.13 | -0.92031 | 0.17629 | 0.12014 | 4.9937e-05 | 0.002697% | 0.5068% | 1.3667e-07 |  |  |  | 0.13 | -0.92031 | 0.17629 | 0.12014 | 7.2195e-05 | 0.007797% | 0.5068% | 3.9516e-07 |  |  | 0.13 | -0.92031 | 0.17629 | 0.12014 | 8.3385e-05 | 0.01351% | 0.5068% | 6.8459e-07 |  |  | 0.13
[5 empty] | 0.135 | -0.89231 | 0.18093 | 0.12814 | 5.3262e-05 | 0.002876% | 0.5065% | 1.4568e-07 |  |  |  | 0.135 | -0.89231 | 0.18093 | 0.12814 | 7.7002e-05 | 0.008316% | 0.5065% | 4.212e-07 |  |  | 0.135 | -0.89231 | 0.18093 | 0.12814 | 8.8937e-05 | 0.01441% | 0.5065% | 7.2971e-07 |  |  | 0.135
[5 empty] | 0.14 | -0.86502 | 0.18548 | 0.13645 | 5.6716e-05 | 0.003063% | 0.5062% | 1.5503e-07 |  |  |  | 0.14 | -0.86502 | 0.18548 | 0.13645 | 8.1996e-05 | 0.008855% | 0.5062% | 4.4826e-07 |  |  | 0.14 | -0.86502 | 0.18548 | 0.13645 | 9.4705e-05 | 0.01534% | 0.5062% | 7.7658e-07 |  |  | 0.14
[5 empty] | 0.145 | -0.83838 | 0.18994 | 0.14508 | 6.0304e-05 | 0.003256% | 0.5059% | 1.6475e-07 |  |  |  | 0.145 | -0.83838 | 0.18994 | 0.14508 | 8.7183e-05 | 0.009415% | 0.5059% | 4.7635e-07 |  |  | 0.145 | -0.83838 | 0.18994 | 0.14508 | 0.0001007 | 0.01631% | 0.5059% | 8.2525e-07 |  |  | 0.145
[5 empty] | 0.15 | -0.81236 | 0.1943 | 0.15404 | 6.4028e-05 | 0.003457% | 0.5057% | 1.7484e-07 |  |  |  | 0.15 | -0.81236 | 0.1943 | 0.15404 | 9.2567e-05 | 0.009997% | 0.5057% | 5.0552e-07 |  |  | 0.15 | -0.81236 | 0.1943 | 0.15404 | 0.00010691 | 0.01732% | 0.5057% | 8.7577e-07 |  |  | 0.15
[5 empty] | 0.155 | -0.7869 | 0.19857 | 0.16334 | 6.7893e-05 | 0.003666% | 0.5054% | 1.853e-07 |  |  |  | 0.155 | -0.7869 | 0.19857 | 0.16334 | 9.8154e-05 | 0.0106% | 0.5054% | 5.3577e-07 |  |  | 0.155 | -0.7869 | 0.19857 | 0.16334 | 0.00011337 | 0.01836% | 0.5054% | 9.2819e-07 |  |  | 0.155
[5 empty] | 0.16 | -0.76199 | 0.20276 | 0.17299 | 7.1902e-05 | 0.003883% | 0.5052% | 1.9616e-07 |  |  |  | 0.16 | -0.76199 | 0.20276 | 0.17299 | 0.00010395 | 0.01123% | 0.5052% | 5.6716e-07 |  |  | 0.16 | -0.76199 | 0.20276 | 0.17299 | 0.00012006 | 0.01945% | 0.5052% | 9.8256e-07 |  |  | 0.16
[5 empty] | 0.165 | -0.73757 | 0.20686 | 0.18299 | 7.606e-05 | 0.004107% | 0.505% | 2.0741e-07 |  |  |  | 0.165 | -0.73757 | 0.20686 | 0.18299 | 0.00010996 | 0.01188% | 0.505% | 5.997e-07 |  |  | 0.165 | -0.73757 | 0.20686 | 0.18299 | 0.000127 | 0.02057% | 0.505% | 1.0389e-06 |  |  | 0.165
[5 empty] | 0.17 | -0.71363 | 0.21088 | 0.19336 | 8.037e-05 | 0.00434% | 0.5048% | 2.1908e-07 |  |  |  | 0.17 | -0.71363 | 0.21088 | 0.19336 | 0.00011619 | 0.01255% | 0.5048% | 6.3343e-07 |  |  | 0.17 | -0.71363 | 0.21088 | 0.19336 | 0.0001342 | 0.02174% | 0.5048% | 1.0974e-06 |  |  | 0.17
[5 empty] | 0.175 | -0.69014 | 0.21481 | 0.20411 | 8.4837e-05 | 0.004581% | 0.5046% | 2.3117e-07 |  |  |  | 0.175 | -0.69014 | 0.21481 | 0.20411 | 0.00012265 | 0.01325% | 0.5046% | 6.6839e-07 |  |  | 0.175 | -0.69014 | 0.21481 | 0.20411 | 0.00014166 | 0.02295% | 0.5046% | 1.1579e-06 |  |  | 0.175
[5 empty] | 0.18 | -0.66707 | 0.21867 | 0.21524 | 8.9465e-05 | 0.004831% | 0.5044% | 2.437e-07 |  |  |  | 0.18 | -0.66707 | 0.21867 | 0.21524 | 0.00012934 | 0.01397% | 0.5044% | 7.046e-07 |  |  | 0.18 | -0.66707 | 0.21867 | 0.21524 | 0.00014939 | 0.0242% | 0.5044% | 1.2207e-06 |  |  | 0.18
[5 empty] | 0.185 | -0.6444 | 0.22244 | 0.22678 | 9.4259e-05 | 0.00509% | 0.5043% | 2.5667e-07 |  |  |  | 0.185 | -0.6444 | 0.22244 | 0.22678 | 0.00013627 | 0.01472% | 0.5043% | 7.4211e-07 |  |  | 0.185 | -0.6444 | 0.22244 | 0.22678 | 0.00015739 | 0.02549% | 0.5043% | 1.2856e-06 |  |  | 0.185
[5 empty] | 0.19 | -0.62211 | 0.22614 | 0.23872 | 9.9224e-05 | 0.005358% | 0.5041% | 2.701e-07 |  |  |  | 0.19 | -0.62211 | 0.22614 | 0.23872 | 0.00014345 | 0.01549% | 0.5041% | 7.8095e-07 |  |  | 0.19 | -0.62211 | 0.22614 | 0.23872 | 0.00016568 | 0.02684% | 0.5041% | 1.3529e-06 |  |  | 0.19
[5 empty] | 0.195 | -0.60018 | 0.22976 | 0.25109 | 0.00010436 | 0.005635% | 0.504% | 2.8401e-07 |  |  |  | 0.195 | -0.60018 | 0.22976 | 0.25109 | 0.00015088 | 0.01629% | 0.504% | 8.2116e-07 |  |  | 0.195 | -0.60018 | 0.22976 | 0.25109 | 0.00017427 | 0.02823% | 0.504% | 1.4226e-06 |  |  | 0.195
[5 empty] | 0.2 | -0.57858 | 0.2333 | 0.26389 | 0.00010968 | 0.005923% | 0.5038% | 2.984e-07 |  |  |  | 0.2 | -0.57858 | 0.2333 | 0.26389 | 0.00015857 | 0.01712% | 0.5038% | 8.6277e-07 |  |  | 0.2 | -0.57858 | 0.2333 | 0.26389 | 0.00018315 | 0.02967% | 0.5038% | 1.4947e-06 |  |  | 0.2
[5 empty] | 0.205 | -0.55731 | 0.23677 | 0.27714 | 0.00011519 | 0.00622% | 0.5037% | 3.133e-07 |  |  |  | 0.205 | -0.55731 | 0.23677 | 0.27714 | 0.00016653 | 0.01798% | 0.5037% | 9.0584e-07 |  |  | 0.205 | -0.55731 | 0.23677 | 0.27714 | 0.00019235 | 0.03116% | 0.5037% | 1.5693e-06 |  |  | 0.205
[5 empty] | 0.21 | -0.53634 | 0.24017 | 0.29084 | 0.00012089 | 0.006528% | 0.5036% | 3.2871e-07 |  |  |  | 0.21 | -0.53634 | 0.24017 | 0.29084 | 0.00017477 | 0.01887% | 0.5036% | 9.5039e-07 |  |  | 0.21 | -0.53634 | 0.24017 | 0.29084 | 0.00020186 | 0.0327% | 0.5036% | 1.6464e-06 |  |  | 0.21
[5 empty] | 0.215 | -0.51567 | 0.24349 | 0.30502 | 0.00012678 | 0.006846% | 0.5034% | 3.4465e-07 |  |  |  | 0.215 | -0.51567 | 0.24349 | 0.30502 | 0.00018329 | 0.01979% | 0.5034% | 9.9648e-07 |  |  | 0.215 | -0.51567 | 0.24349 | 0.30502 | 0.0002117 | 0.03429% | 0.5034% | 1.7263e-06 |  |  | 0.215
[5 empty] | 0.22 | -0.49527 | 0.24674 | 0.31969 | 0.00013288 | 0.007175% | 0.5033% | 3.6114e-07 |  |  |  | 0.22 | -0.49527 | 0.24674 | 0.31969 | 0.00019211 | 0.02075% | 0.5033% | 1.0441e-06 |  |  | 0.22 | -0.49527 | 0.24674 | 0.31969 | 0.00022188 | 0.03594% | 0.5033% | 1.8088e-06 |  |  | 0.22
[5 empty] | 0.225 | -0.47513 | 0.24993 | 0.33486 | 0.00013919 | 0.007516% | 0.5032% | 3.7819e-07 |  |  |  | 0.225 | -0.47513 | 0.24993 | 0.33486 | 0.00020122 | 0.02173% | 0.5032% | 1.0934e-06 |  |  | 0.225 | -0.47513 | 0.24993 | 0.33486 | 0.00023241 | 0.03764% | 0.5032% | 1.8942e-06 |  |  | 0.225
[5 empty] | 0.23 | -0.45525 | 0.25304 | 0.35055 | 0.00014571 | 0.007868% | 0.5031% | 3.9582e-07 |  |  |  | 0.23 | -0.45525 | 0.25304 | 0.35055 | 0.00021065 | 0.02275% | 0.5031% | 1.1444e-06 |  |  | 0.23 | -0.45525 | 0.25304 | 0.35055 | 0.0002433 | 0.03941% | 0.5031% | 1.9825e-06 |  |  | 0.23
[5 empty] | 0.235 | -0.43561 | 0.25608 | 0.36677 | 0.00015245 | 0.008232% | 0.503% | 4.1404e-07 |  |  |  | 0.235 | -0.43561 | 0.25608 | 0.36677 | 0.00022039 | 0.0238% | 0.503% | 1.1971e-06 |  |  | 0.235 | -0.43561 | 0.25608 | 0.36677 | 0.00025456 | 0.04123% | 0.503% | 2.0738e-06 |  |  | 0.235
[5 empty] | 0.24 | -0.4162 | 0.25906 | 0.38353 | 0.00015941 | 0.008608% | 0.5029% | 4.3288e-07 |  |  |  | 0.24 | -0.4162 | 0.25906 | 0.38353 | 0.00023047 | 0.02489% | 0.5029% | 1.2516e-06 |  |  | 0.24 | -0.4162 | 0.25906 | 0.38353 | 0.00026619 | 0.04311% | 0.5029% | 2.1681e-06 |  |  | 0.24
[5 empty] | 0.245 | -0.39701 | 0.26197 | 0.40086 | 0.00016662 | 0.008997% | 0.5028% | 4.5235e-07 |  |  |  | 0.245 | -0.39701 | 0.26197 | 0.40086 | 0.00024088 | 0.02601% | 0.5028% | 1.3078e-06 |  |  | 0.245 | -0.39701 | 0.26197 | 0.40086 | 0.00027822 | 0.04506% | 0.5028% | 2.2656e-06 |  |  | 0.245
[5 empty] | 0.25 | -0.37802 | 0.26481 | 0.41877 | 0.00017406 | 0.009399% | 0.5027% | 4.7248e-07 |  |  |  | 0.25 | -0.37802 | 0.26481 | 0.41877 | 0.00025165 | 0.02717% | 0.5027% | 1.366e-06 |  |  | 0.25 | -0.37802 | 0.26481 | 0.41877 | 0.00029065 | 0.04707% | 0.5027% | 2.3664e-06 |  |  | 0.25
[5 empty] | 0.255 | -0.35924 | 0.26759 | 0.43728 | 0.00018176 | 0.009814% | 0.5026% | 4.9327e-07 |  |  |  | 0.255 | -0.35924 | 0.26759 | 0.43728 | 0.00026277 | 0.02837% | 0.5026% | 1.4261e-06 |  |  | 0.255 | -0.35924 | 0.26759 | 0.43728 | 0.0003035 | 0.04915% | 0.5026% | 2.4705e-06 |  |  | 0.255
[5 empty] | 0.26 | -0.34065 | 0.2703 | 0.4564 | 0.0001897 | 0.01024% | 0.5025% | 5.1475e-07 |  |  |  | 0.26 | -0.34065 | 0.2703 | 0.4564 | 0.00027426 | 0.02962% | 0.5025% | 1.4882e-06 |  |  | 0.26 | -0.34065 | 0.2703 | 0.4564 | 0.00031677 | 0.0513% | 0.5025% | 2.5781e-06 |  |  | 0.26
[5 empty] | 0.265 | -0.32224 | 0.27295 | 0.47616 | 0.00019792 | 0.01069% | 0.5024% | 5.3695e-07 |  |  |  | 0.265 | -0.32224 | 0.27295 | 0.47616 | 0.00028613 | 0.0309% | 0.5024% | 1.5524e-06 |  |  | 0.265 | -0.32224 | 0.27295 | 0.47616 | 0.00033048 | 0.05352% | 0.5024% | 2.6892e-06 |  |  | 0.265
[5 empty] | 0.27 | -0.30401 | 0.27554 | 0.49658 | 0.0002064 | 0.01115% | 0.5024% | 5.5988e-07 |  |  |  | 0.27 | -0.30401 | 0.27554 | 0.49658 | 0.0002984 | 0.03222% | 0.5024% | 1.6187e-06 |  |  | 0.27 | -0.30401 | 0.27554 | 0.49658 | 0.00034465 | 0.05582% | 0.5024% | 2.804e-06 |  |  | 0.27
[5 empty] | 0.275 | -0.28595 | 0.27806 | 0.51767 | 0.00021517 | 0.01162% | 0.5023% | 5.8356e-07 |  |  |  | 0.275 | -0.28595 | 0.27806 | 0.51767 | 0.00031107 | 0.03359% | 0.5023% | 1.6872e-06 |  |  | 0.275 | -0.28595 | 0.27806 | 0.51767 | 0.00035929 | 0.05819% | 0.5023% | 2.9226e-06 |  |  | 0.275
[5 empty] | 0.28 | -0.26805 | 0.28052 | 0.53945 | 0.00022422 | 0.01211% | 0.5022% | 6.0803e-07 |  |  |  | 0.28 | -0.26805 | 0.28052 | 0.53945 | 0.00032417 | 0.035% | 0.5022% | 1.7579e-06 |  |  | 0.28 | -0.26805 | 0.28052 | 0.53945 | 0.00037441 | 0.06064% | 0.5022% | 3.0451e-06 |  |  | 0.28
[5 empty] | 0.285 | -0.2503 | 0.28292 | 0.56196 | 0.00023358 | 0.01261% | 0.5021% | 6.3329e-07 |  |  |  | 0.285 | -0.2503 | 0.28292 | 0.56196 | 0.00033769 | 0.03646% | 0.5021% | 1.8309e-06 |  |  | 0.285 | -0.2503 | 0.28292 | 0.56196 | 0.00039003 | 0.06316% | 0.5021% | 3.1716e-06 |  |  | 0.285
[5 empty] | 0.29 | -0.2327 | 0.28525 | 0.5852 | 0.00024324 | 0.01313% | 0.502% | 6.5939e-07 |  |  |  | 0.29 | -0.2327 | 0.28525 | 0.5852 | 0.00035165 | 0.03797% | 0.502% | 1.9064e-06 |  |  | 0.29 | -0.2327 | 0.28525 | 0.5852 | 0.00040616 | 0.06578% | 0.502% | 3.3023e-06 |  |  | 0.29
[5 empty] | 0.295 | -0.21524 | 0.28753 | 0.6092 | 0.00025321 | 0.01367% | 0.502% | 6.8634e-07 |  |  |  | 0.295 | -0.21524 | 0.28753 | 0.6092 | 0.00036608 | 0.03953% | 0.502% | 1.9843e-06 |  |  | 0.295 | -0.21524 | 0.28753 | 0.6092 | 0.00042282 | 0.06847% | 0.502% | 3.4372e-06 |  |  | 0.295
[5 empty] | 0.3 | -0.19792 | 0.28974 | 0.63399 | 0.00026352 | 0.01423% | 0.5019% | 7.1417e-07 |  |  |  | 0.3 | -0.19792 | 0.28974 | 0.63399 | 0.00038097 | 0.04114% | 0.5019% | 2.0647e-06 |  |  | 0.3 | -0.19792 | 0.28974 | 0.63399 | 0.00044002 | 0.07126% | 0.5019% | 3.5766e-06 |  |  | 0.3
[5 empty] | 0.305 | -0.18072 | 0.2919 | 0.65959 | 0.00027416 | 0.0148% | 0.5018% | 7.4291e-07 |  |  |  | 0.305 | -0.18072 | 0.2919 | 0.65959 | 0.00039636 | 0.0428% | 0.5018% | 2.1478e-06 |  |  | 0.305 | -0.18072 | 0.2919 | 0.65959 | 0.00045779 | 0.07413% | 0.5018% | 3.7204e-06 |  |  | 0.305
[5 empty] | 0.31 | -0.16366 | 0.29399 | 0.68603 | 0.00028515 | 0.0154% | 0.5018% | 7.7259e-07 |  |  |  | 0.31 | -0.16366 | 0.29399 | 0.68603 | 0.00041225 | 0.04451% | 0.5018% | 2.2336e-06 |  |  | 0.31 | -0.16366 | 0.29399 | 0.68603 | 0.00047614 | 0.07711% | 0.5018% | 3.869e-06 |  |  | 0.31
[5 empty] | 0.315 | -0.14671 | 0.29603 | 0.71333 | 0.0002965 | 0.01601% | 0.5017% | 8.0323e-07 |  |  |  | 0.315 | -0.14671 | 0.29603 | 0.71333 | 0.00042865 | 0.04628% | 0.5017% | 2.3221e-06 |  |  | 0.315 | -0.14671 | 0.29603 | 0.71333 | 0.00049509 | 0.08017% | 0.5017% | 4.0224e-06 |  |  | 0.315
[5 empty] | 0.32 | -0.12987 | 0.29801 | 0.74152 | 0.00030821 | 0.01664% | 0.5017% | 8.3487e-07 |  |  |  | 0.32 | -0.12987 | 0.29801 | 0.74152 | 0.00044559 | 0.04811% | 0.5017% | 2.4136e-06 |  |  | 0.32 | -0.12987 | 0.29801 | 0.74152 | 0.00051466 | 0.08334% | 0.5017% | 4.1808e-06 |  |  | 0.32
[5 empty] | 0.325 | -0.11315 | 0.29993 | 0.77064 | 0.00032031 | 0.0173% | 0.5016% | 8.6754e-07 |  |  |  | 0.325 | -0.11315 | 0.29993 | 0.77064 | 0.00046309 | 0.05% | 0.5016% | 2.508e-06 |  |  | 0.325 | -0.11315 | 0.29993 | 0.77064 | 0.00053486 | 0.08661% | 0.5016% | 4.3444e-06 |  |  | 0.325
[5 empty] | 0.33 | -0.096532 | 0.30179 | 0.8007 | 0.00033281 | 0.01797% | 0.5015% | 9.0127e-07 |  |  |  | 0.33 | -0.096532 | 0.30179 | 0.8007 | 0.00048115 | 0.05195% | 0.5015% | 2.6055e-06 |  |  | 0.33 | -0.096532 | 0.30179 | 0.8007 | 0.00055573 | 0.08999% | 0.5015% | 4.5132e-06 |  |  | 0.33
[5 empty] | 0.335 | -0.080014 | 0.30359 | 0.83174 | 0.00034571 | 0.01867% | 0.5015% | 9.361e-07 |  |  |  | 0.335 | -0.080014 | 0.30359 | 0.83174 | 0.0004998 | 0.05396% | 0.5015% | 2.7062e-06 |  |  | 0.335 | -0.080014 | 0.30359 | 0.83174 | 0.00057727 | 0.09347% | 0.5015% | 4.6876e-06 |  |  | 0.335
[5 empty] | 0.34 | -0.063592 | 0.30534 | 0.86379 | 0.00035903 | 0.01939% | 0.5014% | 9.7207e-07 |  |  |  | 0.34 | -0.063592 | 0.30534 | 0.86379 | 0.00051906 | 0.05604% | 0.5014% | 2.8102e-06 |  |  | 0.34 | -0.063592 | 0.30534 | 0.86379 | 0.00059952 | 0.09707% | 0.5014% | 4.8676e-06 |  |  | 0.34
[5 empty] | 0.345 | -0.047262 | 0.30703 | 0.89689 | 0.00037279 | 0.02013% | 0.5014% | 1.0092e-06 |  |  |  | 0.345 | -0.047262 | 0.30703 | 0.89689 | 0.00053895 | 0.05819% | 0.5014% | 2.9175e-06 |  |  | 0.345 | -0.047262 | 0.30703 | 0.89689 | 0.00062249 | 0.1008% | 0.5014% | 5.0535e-06 |  |  | 0.345
[5 empty] | 0.35 | -0.031021 | 0.30867 | 0.93106 | 0.000387 | 0.0209% | 0.5013% | 1.0475e-06 |  |  |  | 0.35 | -0.031021 | 0.30867 | 0.93106 | 0.00055949 | 0.06041% | 0.5013% | 3.0283e-06 |  |  | 0.35 | -0.031021 | 0.30867 | 0.93106 | 0.00064621 | 0.1046% | 0.5013% | 5.2454e-06 |  |  | 0.35
[5 empty] | 0.355 | -0.014864 | 0.31024 | 0.96635 | 0.00040167 | 0.02169% | 0.5013% | 1.0871e-06 |  |  |  | 0.355 | -0.014864 | 0.31024 | 0.96635 | 0.0005807 | 0.0627% | 0.5013% | 3.1427e-06 |  |  | 0.355 | -0.014864 | 0.31024 | 0.96635 | 0.0006707 | 0.1086% | 0.5013% | 5.4435e-06 |  |  | 0.355
[5 empty] | 0.36 | 0.0012132 | 0.31176 | 1.0028 | 0.00041681 | 0.02251% | 0.5012% | 1.128e-06 |  |  |  | 0.36 | 0.0012132 | 0.31176 | 1.0028 | 0.0006026 | 0.06506% | 0.5012% | 3.2609e-06 |  |  | 0.36 | 0.0012132 | 0.31176 | 1.0028 | 0.000696 | 0.1127% | 0.5012% | 5.6481e-06 |  |  | 0.36
[5 empty] | 0.365 | 0.017213 | 0.31323 | 1.0404 | 0.00043246 | 0.02335% | 0.5012% | 1.1702e-06 |  |  |  | 0.365 | 0.017213 | 0.31323 | 1.0404 | 0.00062521 | 0.0675% | 0.5012% | 3.3829e-06 |  |  | 0.365 | 0.017213 | 0.31323 | 1.0404 | 0.00072212 | 0.1169% | 0.5012% | 5.8593e-06 |  |  | 0.365
[5 empty] | 0.37 | 0.03314 | 0.31464 | 1.0793 | 0.00044861 | 0.02422% | 0.5011% | 1.2138e-06 |  |  |  | 0.37 | 0.03314 | 0.31464 | 1.0793 | 0.00064856 | 0.07002% | 0.5011% | 3.5088e-06 |  |  | 0.37 | 0.03314 | 0.31464 | 1.0793 | 0.00074909 | 0.1213% | 0.5011% | 6.0775e-06 |  |  | 0.37
[5 empty] | 0.375 | 0.048997 | 0.316 | 1.1194 | 0.00046529 | 0.02512% | 0.5011% | 1.2588e-06 |  |  |  | 0.375 | 0.048997 | 0.316 | 1.1194 | 0.00067268 | 0.07262% | 0.5011% | 3.6389e-06 |  |  | 0.375 | 0.048997 | 0.316 | 1.1194 | 0.00077694 | 0.1258% | 0.5011% | 6.3027e-06 |  |  | 0.375
[5 empty] | 0.38 | 0.064787 | 0.3173 | 1.1609 | 0.00048252 | 0.02605% | 0.501% | 1.3053e-06 |  |  |  | 0.38 | 0.064787 | 0.3173 | 1.1609 | 0.00069759 | 0.07531% | 0.501% | 3.7732e-06 |  |  | 0.38 | 0.064787 | 0.3173 | 1.1609 | 0.00080571 | 0.1304% | 0.501% | 6.5353e-06 |  |  | 0.38
[5 empty] | 0.385 | 0.080514 | 0.31854 | 1.2037 | 0.00050031 | 0.02701% | 0.501% | 1.3533e-06 |  |  |  | 0.385 | 0.080514 | 0.31854 | 1.2037 | 0.00072331 | 0.07809% | 0.501% | 3.912e-06 |  |  | 0.385 | 0.080514 | 0.31854 | 1.2037 | 0.00083542 | 0.1352% | 0.501% | 6.7755e-06 |  |  | 0.385
[5 empty] | 0.39 | 0.096181 | 0.31973 | 1.2479 | 0.00051869 | 0.02801% | 0.5009% | 1.4029e-06 |  |  |  | 0.39 | 0.096181 | 0.31973 | 1.2479 | 0.00074988 | 0.08095% | 0.5009% | 4.0552e-06 |  |  | 0.39 | 0.096181 | 0.31973 | 1.2479 | 0.00086611 | 0.1402% | 0.5009% | 7.0236e-06 |  |  | 0.39
[5 empty] | 0.395 | 0.11179 | 0.32087 | 1.2936 | 0.00053767 | 0.02903% | 0.5009% | 1.4541e-06 |  |  |  | 0.395 | 0.11179 | 0.32087 | 1.2936 | 0.00077733 | 0.08392% | 0.5009% | 4.2032e-06 |  |  | 0.395 | 0.11179 | 0.32087 | 1.2936 | 0.00089781 | 0.1453% | 0.5009% | 7.2798e-06 |  |  | 0.395
[5 empty] | 0.4 | 0.12735 | 0.32195 | 1.3407 | 0.00055728 | 0.03009% | 0.5008% | 1.5069e-06 |  |  |  | 0.4 | 0.12735 | 0.32195 | 1.3407 | 0.00080568 | 0.08698% | 0.5008% | 4.356e-06 |  |  | 0.4 | 0.12735 | 0.32195 | 1.3407 | 0.00093055 | 0.1506% | 0.5008% | 7.5444e-06 |  |  | 0.4
[5 empty] | 0.405 | 0.14285 | 0.32298 | 1.3895 | 0.00057754 | 0.03118% | 0.5008% | 1.5616e-06 |  |  |  | 0.405 | 0.14285 | 0.32298 | 1.3895 | 0.00083496 | 0.09013% | 0.5008% | 4.5139e-06 |  |  | 0.405 | 0.14285 | 0.32298 | 1.3895 | 0.00096437 | 0.1561% | 0.5008% | 7.8177e-06 |  |  | 0.405
[5 empty] | 0.41 | 0.15831 | 0.32396 | 1.4398 | 0.00059846 | 0.03231% | 0.5007% | 1.618e-06 |  |  |  | 0.41 | 0.15831 | 0.32396 | 1.4398 | 0.00086521 | 0.0934% | 0.5007% | 4.6769e-06 |  |  | 0.41 | 0.15831 | 0.32396 | 1.4398 | 0.00099932 | 0.1618% | 0.5007% | 8.1e-06 |  |  | 0.41
[5 empty] | 0.415 | 0.17372 | 0.32488 | 1.4918 | 0.00062008 | 0.03348% | 0.5007% | 1.6763e-06 |  |  |  | 0.415 | 0.17372 | 0.32488 | 1.4918 | 0.00089647 | 0.09677% | 0.5007% | 4.8454e-06 |  |  | 0.415 | 0.17372 | 0.32488 | 1.4918 | 0.0010354 | 0.1676% | 0.5007% | 8.3916e-06 |  |  | 0.415
[5 empty] | 0.42 | 0.18909 | 0.32574 | 1.5456 | 0.00064242 | 0.03468% | 0.5007% | 1.7365e-06 |  |  |  | 0.42 | 0.18909 | 0.32574 | 1.5456 | 0.00092876 | 0.1003% | 0.5007% | 5.0194e-06 |  |  | 0.42 | 0.18909 | 0.32574 | 1.5456 | 0.0010727 | 0.1736% | 0.5007% | 8.6929e-06 |  |  | 0.42
[5 empty] | 0.425 | 0.20442 | 0.32656 | 1.6011 | 0.0006655 | 0.03593% | 0.5006% | 1.7988e-06 |  |  |  | 0.425 | 0.20442 | 0.32656 | 1.6011 | 0.00096213 | 0.1039% | 0.5006% | 5.1992e-06 |  |  | 0.425 | 0.20442 | 0.32656 | 1.6011 | 0.0011113 | 0.1799% | 0.5006% | 9.0042e-06 |  |  | 0.425
[5 empty] | 0.43 | 0.21971 | 0.32732 | 1.6585 | 0.00068935 | 0.03722% | 0.5006% | 1.8631e-06 |  |  |  | 0.43 | 0.21971 | 0.32732 | 1.6585 | 0.00099662 | 0.1076% | 0.5006% | 5.385e-06 |  |  | 0.43 | 0.21971 | 0.32732 | 1.6585 | 0.0011511 | 0.1863% | 0.5006% | 9.3258e-06 |  |  | 0.43
[5 empty] | 0.435 | 0.23497 | 0.32803 | 1.7178 | 0.00071401 | 0.03855% | 0.5005% | 1.9295e-06 |  |  |  | 0.435 | 0.23497 | 0.32803 | 1.7178 | 0.0010323 | 0.1114% | 0.5005% | 5.577e-06 |  |  | 0.435 | 0.23497 | 0.32803 | 1.7178 | 0.0011922 | 0.193% | 0.5005% | 9.6582e-06 |  |  | 0.435
[5 empty] | 0.44 | 0.2502 | 0.32868 | 1.7791 | 0.00073948 | 0.03992% | 0.5005% | 1.9982e-06 |  |  |  | 0.44 | 0.2502 | 0.32868 | 1.7791 | 0.0010691 | 0.1154% | 0.5005% | 5.7754e-06 |  |  | 0.44 | 0.2502 | 0.32868 | 1.7791 | 0.0012348 | 0.1998% | 0.5005% | 1.0002e-05 |  |  | 0.44
[5 empty] | 0.445 | 0.2654 | 0.32929 | 1.8425 | 0.00076582 | 0.04135% | 0.5005% | 2.0692e-06 |  |  |  | 0.445 | 0.2654 | 0.32929 | 1.8425 | 0.0011072 | 0.1195% | 0.5005% | 5.9805e-06 |  |  | 0.445 | 0.2654 | 0.32929 | 1.8425 | 0.0012788 | 0.2069% | 0.5005% | 1.0357e-05 |  |  | 0.445
[5 empty] | 0.45 | 0.28057 | 0.32984 | 1.908 | 0.00079305 | 0.04282% | 0.5004% | 2.1425e-06 |  |  |  | 0.45 | 0.28057 | 0.32984 | 1.908 | 0.0011465 | 0.1237% | 0.5004% | 6.1925e-06 |  |  | 0.45 | 0.28057 | 0.32984 | 1.908 | 0.0013242 | 0.2143% | 0.5004% | 1.0724e-05 |  |  | 0.45
[5 empty] | 0.455 | 0.29572 | 0.33033 | 1.9757 | 0.00082119 | 0.04433% | 0.5004% | 2.2184e-06 |  |  |  | 0.455 | 0.29572 | 0.33033 | 1.9757 | 0.0011872 | 0.1281% | 0.5004% | 6.4116e-06 |  |  | 0.455 | 0.29572 | 0.33033 | 1.9757 | 0.0013712 | 0.2219% | 0.5004% | 1.1103e-05 |  |  | 0.455
[5 empty] | 0.46 | 0.31084 | 0.33078 | 2.0457 | 0.0008503 | 0.04591% | 0.5003% | 2.2968e-06 |  |  |  | 0.46 | 0.31084 | 0.33078 | 2.0457 | 0.0012293 | 0.1327% | 0.5003% | 6.6382e-06 |  |  | 0.46 | 0.31084 | 0.33078 | 2.0457 | 0.0014198 | 0.2297% | 0.5003% | 1.1495e-05 |  |  | 0.46
[5 empty] | 0.465 | 0.32595 | 0.33117 | 2.1181 | 0.0008804 | 0.04753% | 0.5003% | 2.3779e-06 |  |  |  | 0.465 | 0.32595 | 0.33117 | 2.1181 | 0.0012728 | 0.1374% | 0.5003% | 6.8724e-06 |  |  | 0.465 | 0.32595 | 0.33117 | 2.1181 | 0.0014701 | 0.2379% | 0.5003% | 1.19e-05 |  |  | 0.465
[5 empty] | 0.47 | 0.34104 | 0.33151 | 2.193 | 0.00091152 | 0.04921% | 0.5002% | 2.4617e-06 |  |  |  | 0.47 | 0.34104 | 0.33151 | 2.193 | 0.0013178 | 0.1422% | 0.5002% | 7.1147e-06 |  |  | 0.47 | 0.34104 | 0.33151 | 2.193 | 0.0015221 | 0.2463% | 0.5002% | 1.232e-05 |  |  | 0.47
[5 empty] | 0.475 | 0.35612 | 0.3318 | 2.2705 | 0.00094372 | 0.05095% | 0.5002% | 2.5485e-06 |  |  |  | 0.475 | 0.35612 | 0.3318 | 2.2705 | 0.0013644 | 0.1472% | 0.5002% | 7.3652e-06 |  |  | 0.475 | 0.35612 | 0.3318 | 2.2705 | 0.0015758 | 0.255% | 0.5002% | 1.2753e-05 |  |  | 0.475
[5 empty] | 0.48 | 0.37118 | 0.33203 | 2.3506 | 0.00097703 | 0.05275% | 0.5002% | 2.6382e-06 |  |  |  | 0.48 | 0.37118 | 0.33203 | 2.3506 | 0.0014125 | 0.1524% | 0.5002% | 7.6243e-06 |  |  | 0.48 | 0.37118 | 0.33203 | 2.3506 | 0.0016314 | 0.2639% | 0.5002% | 1.3202e-05 |  |  | 0.48
[5 empty] | 0.485 | 0.38623 | 0.33222 | 2.4335 | 0.0010115 | 0.05461% | 0.5001% | 2.731e-06 |  |  |  | 0.485 | 0.38623 | 0.33222 | 2.4335 | 0.0014623 | 0.1578% | 0.5001% | 7.8924e-06 |  |  | 0.485 | 0.38623 | 0.33222 | 2.4335 | 0.001689 | 0.2732% | 0.5001% | 1.3666e-05 |  |  | 0.485
[5 empty] | 0.49 | 0.40128 | 0.33235 | 2.5193 | 0.0010472 | 0.05653% | 0.5001% | 2.827e-06 |  |  |  | 0.49 | 0.40128 | 0.33235 | 2.5193 | 0.0015139 | 0.1634% | 0.5001% | 8.1698e-06 |  |  | 0.49 | 0.40128 | 0.33235 | 2.5193 | 0.0017485 | 0.2829% | 0.5001% | 1.4146e-05 |  |  | 0.49
[5 empty] | 0.495 | 0.41632 | 0.33243 | 2.6081 | 0.0010841 | 0.05852% | 0.5001% | 2.9264e-06 |  |  |  | 0.495 | 0.41632 | 0.33243 | 2.6081 | 0.0015672 | 0.1691% | 0.5001% | 8.4568e-06 |  |  | 0.495 | 0.41632 | 0.33243 | 2.6081 | 0.0018102 | 0.2928% | 0.5001% | 1.4642e-05 |  |  | 0.495
[5 empty] | 0.5 | 0.43136 | 0.33245 | 2.7 | 0.0011223 | 0.06058% | 0.5% | 3.0293e-06 |  |  |  | 0.5 | 0.43136 | 0.33245 | 2.7 | 0.0016225 | 0.1751% | 0.5% | 8.7539e-06 |  |  | 0.5 | 0.43136 | 0.33245 | 2.7 | 0.0018739 | 0.3031% | 0.5% | 1.5156e-05 |  |  | 0.5
[5 empty] | 0.505 | 0.4464 | 0.33243 | 2.7951 | 0.0011618 | 0.06272% | 0.5% | 3.1357e-06 |  |  |  | 0.505 | 0.4464 | 0.33243 | 2.7951 | 0.0016796 | 0.1812% | 0.5% | 9.0614e-06 |  |  | 0.505 | 0.4464 | 0.33243 | 2.7951 | 0.00194 | 0.3138% | 0.5% | 1.5688e-05 |  |  | 0.505
[5 empty] | 0.51 | 0.46145 | 0.33235 | 2.8937 | 0.0012027 | 0.06493% | 0.4999% | 3.2459e-06 |  |  |  | 0.51 | 0.46145 | 0.33235 | 2.8937 | 0.0017388 | 0.1876% | 0.4999% | 9.3797e-06 |  |  | 0.51 | 0.46145 | 0.33235 | 2.8937 | 0.0020084 | 0.3248% | 0.4999% | 1.6239e-05 |  |  | 0.51
[5 empty] | 0.515 | 0.47649 | 0.33222 | 2.9957 | 0.0012451 | 0.06722% | 0.4999% | 3.3601e-06 |  |  |  | 0.515 | 0.47649 | 0.33222 | 2.9957 | 0.0018001 | 0.1942% | 0.4999% | 9.7093e-06 |  |  | 0.515 | 0.47649 | 0.33222 | 2.9957 | 0.0020792 | 0.3363% | 0.4999% | 1.6809e-05 |  |  | 0.515
[5 empty] | 0.52 | 0.49155 | 0.33203 | 3.1013 | 0.0012891 | 0.06959% | 0.4999% | 3.4783e-06 |  |  |  | 0.52 | 0.49155 | 0.33203 | 3.1013 | 0.0018636 | 0.2011% | 0.4999% | 1.0051e-05 |  |  | 0.52 | 0.49155 | 0.33203 | 3.1013 | 0.0021525 | 0.3481% | 0.4999% | 1.74e-05 |  |  | 0.52
[5 empty] | 0.525 | 0.50661 | 0.3318 | 3.2108 | 0.0013346 | 0.07204% | 0.4998% | 3.6007e-06 |  |  |  | 0.525 | 0.50661 | 0.3318 | 3.2108 | 0.0019294 | 0.2082% | 0.4998% | 1.0404e-05 |  |  | 0.525 | 0.50661 | 0.3318 | 3.2108 | 0.0022285 | 0.3604% | 0.4998% | 1.8011e-05 |  |  | 0.525
[5 empty] | 0.53 | 0.52169 | 0.33151 | 3.3242 | 0.0013817 | 0.07458% | 0.4998% | 3.7275e-06 |  |  |  | 0.53 | 0.52169 | 0.33151 | 3.3242 | 0.0019976 | 0.2155% | 0.4998% | 1.077e-05 |  |  | 0.53 | 0.52169 | 0.33151 | 3.3242 | 0.0023072 | 0.3731% | 0.4998% | 1.8645e-05 |  |  | 0.53
[5 empty] | 0.535 | 0.53678 | 0.33117 | 3.4417 | 0.0014306 | 0.07722% | 0.4997% | 3.859e-06 |  |  |  | 0.535 | 0.53678 | 0.33117 | 3.4417 | 0.0020682 | 0.2231% | 0.4997% | 1.115e-05 |  |  | 0.535 | 0.53678 | 0.33117 | 3.4417 | 0.0023888 | 0.3862% | 0.4997% | 1.9301e-05 |  |  | 0.535
[5 empty] | 0.54 | 0.55188 | 0.33078 | 3.5636 | 0.0014812 | 0.07995% | 0.4997% | 3.9952e-06 |  |  |  | 0.54 | 0.55188 | 0.33078 | 3.5636 | 0.0021414 | 0.231% | 0.4997% | 1.1543e-05 |  |  | 0.54 | 0.55188 | 0.33078 | 3.5636 | 0.0024733 | 0.3999% | 0.4997% | 1.9982e-05 |  |  | 0.54
[5 empty] | 0.545 | 0.56701 | 0.33033 | 3.6899 | 0.0015337 | 0.08279% | 0.4997% | 4.1364e-06 |  |  |  | 0.545 | 0.56701 | 0.33033 | 3.6899 | 0.0022173 | 0.2392% | 0.4997% | 1.1951e-05 |  |  | 0.545 | 0.56701 | 0.33033 | 3.6899 | 0.002561 | 0.414% | 0.4997% | 2.0687e-05 |  |  | 0.545
[5 empty] | 0.55 | 0.58216 | 0.32984 | 3.8208 | 0.0015881 | 0.08572% | 0.4996% | 4.2828e-06 |  |  |  | 0.55 | 0.58216 | 0.32984 | 3.8208 | 0.002296 | 0.2477% | 0.4996% | 1.2373e-05 |  |  | 0.55 | 0.58216 | 0.32984 | 3.8208 | 0.0026519 | 0.4287% | 0.4996% | 2.1418e-05 |  |  | 0.55
[5 empty] | 0.555 | 0.59733 | 0.32929 | 3.9567 | 0.0016446 | 0.08877% | 0.4996% | 4.4347e-06 |  |  |  | 0.555 | 0.59733 | 0.32929 | 3.9567 | 0.0023776 | 0.2565% | 0.4996% | 1.2812e-05 |  |  | 0.555 | 0.59733 | 0.32929 | 3.9567 | 0.0027461 | 0.4439% | 0.4996% | 2.2175e-05 |  |  | 0.555
[5 empty] | 0.56 | 0.61253 | 0.32868 | 4.0976 | 0.0017032 | 0.09193% | 0.4995% | 4.5921e-06 |  |  |  | 0.56 | 0.61253 | 0.32868 | 4.0976 | 0.0024623 | 0.2656% | 0.4995% | 1.3266e-05 |  |  | 0.56 | 0.61253 | 0.32868 | 4.0976 | 0.0028439 | 0.4597% | 0.4995% | 2.2962e-05 |  |  | 0.56
[5 empty] | 0.565 | 0.62775 | 0.32803 | 4.2438 | 0.0017639 | 0.09521% | 0.4995% | 4.7555e-06 |  |  |  | 0.565 | 0.62775 | 0.32803 | 4.2438 | 0.0025502 | 0.275% | 0.4995% | 1.3738e-05 |  |  | 0.565 | 0.62775 | 0.32803 | 4.2438 | 0.0029454 | 0.476% | 0.4995% | 2.3777e-05 |  |  | 0.565
[5 empty] | 0.57 | 0.64301 | 0.32732 | 4.3955 | 0.001827 | 0.09861% | 0.4995% | 4.9251e-06 |  |  |  | 0.57 | 0.64301 | 0.32732 | 4.3955 | 0.0026413 | 0.2849% | 0.4995% | 1.4227e-05 |  |  | 0.57 | 0.64301 | 0.32732 | 4.3955 | 0.0030507 | 0.493% | 0.4995% | 2.4623e-05 |  |  | 0.57
[5 empty] | 0.575 | 0.65831 | 0.32656 | 4.5531 | 0.0018925 | 0.1021% | 0.4994% | 5.1011e-06 |  |  |  | 0.575 | 0.65831 | 0.32656 | 4.5531 | 0.002736 | 0.2951% | 0.4994% | 1.4735e-05 |  |  | 0.575 | 0.65831 | 0.32656 | 4.5531 | 0.0031601 | 0.5106% | 0.4994% | 2.5501e-05 |  |  | 0.575
[5 empty] | 0.58 | 0.67364 | 0.32574 | 4.7167 | 0.0019605 | 0.1058% | 0.4994% | 5.2838e-06 |  |  |  | 0.58 | 0.67364 | 0.32574 | 4.7167 | 0.0028343 | 0.3056% | 0.4994% | 1.5263e-05 |  |  | 0.58 | 0.67364 | 0.32574 | 4.7167 | 0.0032736 | 0.5289% | 0.4994% | 2.6413e-05 |  |  | 0.58
[5 empty] | 0.585 | 0.68901 | 0.32488 | 4.8866 | 0.0020311 | 0.1096% | 0.4993% | 5.4736e-06 |  |  |  | 0.585 | 0.68901 | 0.32488 | 4.8866 | 0.0029364 | 0.3166% | 0.4993% | 1.581e-05 |  |  | 0.585 | 0.68901 | 0.32488 | 4.8866 | 0.0033916 | 0.5479% | 0.4993% | 2.7359e-05 |  |  | 0.585
[5 empty] | 0.59 | 0.70442 | 0.32396 | 5.0631 | 0.0021045 | 0.1136% | 0.4993% | 5.6707e-06 |  |  |  | 0.59 | 0.70442 | 0.32396 | 5.0631 | 0.0030425 | 0.3281% | 0.4993% | 1.6379e-05 |  |  | 0.59 | 0.70442 | 0.32396 | 5.0631 | 0.0035141 | 0.5677% | 0.4993% | 2.8342e-05 |  |  | 0.59
[5 empty] | 0.595 | 0.71988 | 0.32298 | 5.2466 | 0.0021807 | 0.1177% | 0.4992% | 5.8756e-06 |  |  |  | 0.595 | 0.71988 | 0.32298 | 5.2466 | 0.0031527 | 0.3399% | 0.4992% | 1.697e-05 |  |  | 0.595 | 0.71988 | 0.32298 | 5.2466 | 0.0036414 | 0.5882% | 0.4992% | 2.9364e-05 |  |  | 0.595
[5 empty] | 0.6 | 0.73538 | 0.32195 | 5.4373 | 0.00226 | 0.122% | 0.4992% | 6.0885e-06 |  |  |  | 0.6 | 0.73538 | 0.32195 | 5.4373 | 0.0032673 | 0.3522% | 0.4992% | 1.7584e-05 |  |  | 0.6 | 0.73538 | 0.32195 | 5.4373 | 0.0037738 | 0.6095% | 0.4992% | 3.0425e-05 |  |  | 0.6
[5 empty] | 0.605 | 0.75094 | 0.32087 | 5.6356 | 0.0023424 | 0.1264% | 0.4992% | 6.3098e-06 |  |  |  | 0.605 | 0.75094 | 0.32087 | 5.6356 | 0.0033865 | 0.3651% | 0.4992% | 1.8223e-05 |  |  | 0.605 | 0.75094 | 0.32087 | 5.6356 | 0.0039114 | 0.6316% | 0.4992% | 3.1528e-05 |  |  | 0.605
[5 empty] | 0.61 | 0.76655 | 0.31973 | 5.8418 | 0.0024281 | 0.131% | 0.4991% | 6.54e-06 |  |  |  | 0.61 | 0.76655 | 0.31973 | 5.8418 | 0.0035104 | 0.3784% | 0.4991% | 1.8887e-05 |  |  | 0.61 | 0.76655 | 0.31973 | 5.8418 | 0.0040545 | 0.6547% | 0.4991% | 3.2676e-05 |  |  | 0.61
[5 empty] | 0.615 | 0.78221 | 0.31854 | 6.0564 | 0.0025173 | 0.1358% | 0.4991% | 6.7794e-06 |  |  |  | 0.615 | 0.78221 | 0.31854 | 6.0564 | 0.0036394 | 0.3923% | 0.4991% | 1.9577e-05 |  |  | 0.615 | 0.78221 | 0.31854 | 6.0564 | 0.0042035 | 0.6786% | 0.4991% | 3.3869e-05 |  |  | 0.615
[5 empty] | 0.62 | 0.79794 | 0.3173 | 6.2797 | 0.0026102 | 0.1408% | 0.499% | 7.0286e-06 |  |  |  | 0.62 | 0.79794 | 0.3173 | 6.2797 | 0.0037736 | 0.4067% | 0.499% | 2.0296e-05 |  |  | 0.62 | 0.79794 | 0.3173 | 6.2797 | 0.0043585 | 0.7036% | 0.499% | 3.511e-05 |  |  | 0.62
[5 empty] | 0.625 | 0.81373 | 0.316 | 6.5122 | 0.0027068 | 0.1461% | 0.499% | 7.288e-06 |  |  |  | 0.625 | 0.81373 | 0.316 | 6.5122 | 0.0039133 | 0.4217% | 0.499% | 2.1044e-05 |  |  | 0.625 | 0.81373 | 0.316 | 6.5122 | 0.0045199 | 0.7295% | 0.499% | 3.6402e-05 |  |  | 0.625
[5 empty] | 0.63 | 0.82959 | 0.31464 | 6.7544 | 0.0028075 | 0.1515% | 0.4989% | 7.5581e-06 |  |  |  | 0.63 | 0.82959 | 0.31464 | 6.7544 | 0.0040588 | 0.4374% | 0.4989% | 2.1822e-05 |  |  | 0.63 | 0.82959 | 0.31464 | 6.7544 | 0.0046879 | 0.7566% | 0.4989% | 3.7747e-05 |  |  | 0.63
[5 empty] | 0.635 | 0.84551 | 0.31323 | 7.0067 | 0.0029123 | 0.1571% | 0.4989% | 7.8394e-06 |  |  |  | 0.635 | 0.84551 | 0.31323 | 7.0067 | 0.0042104 | 0.4537% | 0.4989% | 2.2633e-05 |  |  | 0.635 | 0.84551 | 0.31323 | 7.0067 | 0.004863 | 0.7847% | 0.4989% | 3.9147e-05 |  |  | 0.635
[5 empty] | 0.64 | 0.86151 | 0.31176 | 7.2697 | 0.0030216 | 0.163% | 0.4988% | 8.1325e-06 |  |  |  | 0.64 | 0.86151 | 0.31176 | 7.2697 | 0.0043684 | 0.4707% | 0.4988% | 2.3479e-05 |  |  | 0.64 | 0.86151 | 0.31176 | 7.2697 | 0.0050455 | 0.814% | 0.4988% | 4.0606e-05 |  |  | 0.64
[5 empty] | 0.645 | 0.87759 | 0.31024 | 7.5438 | 0.0031356 | 0.1692% | 0.4988% | 8.4381e-06 |  |  |  | 0.645 | 0.87759 | 0.31024 | 7.5438 | 0.0045332 | 0.4884% | 0.4988% | 2.4359e-05 |  |  | 0.645 | 0.87759 | 0.31024 | 7.5438 | 0.0052358 | 0.8446% | 0.4988% | 4.2127e-05 |  |  | 0.645
[5 empty] | 0.65 | 0.89375 | 0.30867 | 7.8298 | 0.0032544 | 0.1756% | 0.4987% | 8.7568e-06 |  |  |  | 0.65 | 0.89375 | 0.30867 | 7.8298 | 0.004705 | 0.5069% | 0.4987% | 2.5278e-05 |  |  | 0.65 | 0.89375 | 0.30867 | 7.8298 | 0.0054343 | 0.8765% | 0.4987% | 4.3712e-05 |  |  | 0.65
[5 empty] | 0.655 | 0.90999 | 0.30703 | 8.1281 | 0.0033785 | 0.1823% | 0.4987% | 9.0892e-06 |  |  |  | 0.655 | 0.90999 | 0.30703 | 8.1281 | 0.0048843 | 0.5261% | 0.4987% | 2.6236e-05 |  |  | 0.655 | 0.90999 | 0.30703 | 8.1281 | 0.0056414 | 0.9097% | 0.4987% | 4.5365e-05 |  |  | 0.655
[5 empty] | 0.66 | 0.92632 | 0.30534 | 8.4396 | 0.0035079 | 0.1892% | 0.4986% | 9.4361e-06 |  |  |  | 0.66 | 0.92632 | 0.30534 | 8.4396 | 0.0050715 | 0.5462% | 0.4986% | 2.7235e-05 |  |  | 0.66 | 0.92632 | 0.30534 | 8.4396 | 0.0058575 | 0.9444% | 0.4986% | 4.709e-05 |  |  | 0.66
[5 empty] | 0.665 | 0.94274 | 0.30359 | 8.7648 | 0.0036431 | 0.1965% | 0.4986% | 9.7983e-06 |  |  |  | 0.665 | 0.94274 | 0.30359 | 8.7648 | 0.0052669 | 0.5672% | 0.4986% | 2.8279e-05 |  |  | 0.665 | 0.94274 | 0.30359 | 8.7648 | 0.0060832 | 0.9806% | 0.4986% | 4.8891e-05 |  |  | 0.665
[5 empty] | 0.67 | 0.95926 | 0.30179 | 9.1046 | 0.0037843 | 0.2041% | 0.4985% | 1.0177e-05 |  |  |  | 0.67 | 0.95926 | 0.30179 | 9.1046 | 0.0054711 | 0.5891% | 0.4985% | 2.9368e-05 |  |  | 0.67 | 0.95926 | 0.30179 | 9.1046 | 0.0063191 | 1.018% | 0.4985% | 5.0771e-05 |  |  | 0.67
[5 empty] | 0.675 | 0.97588 | 0.29993 | 9.4597 | 0.0039319 | 0.2121% | 0.4984% | 1.0572e-05 |  |  |  | 0.675 | 0.97588 | 0.29993 | 9.4597 | 0.0056845 | 0.612% | 0.4984% | 3.0507e-05 |  |  | 0.675 | 0.97588 | 0.29993 | 9.4597 | 0.0065656 | 1.058% | 0.4984% | 5.2735e-05 |  |  | 0.675
[5 empty] | 0.68 | 0.9926 | 0.29801 | 9.8311 | 0.0040863 | 0.2204% | 0.4984% | 1.0985e-05 |  |  |  | 0.68 | 0.9926 | 0.29801 | 9.8311 | 0.0059077 | 0.636% | 0.4984% | 3.1697e-05 |  |  | 0.68 | 0.9926 | 0.29801 | 9.8311 | 0.0068233 | 1.099% | 0.4984% | 5.4787e-05 |  |  | 0.68
[5 empty] | 0.685 | 1.0094 | 0.29603 | 10.2196 | 0.0042478 | 0.2291% | 0.4983% | 1.1418e-05 |  |  |  | 0.685 | 1.0094 | 0.29603 | 10.2196 | 0.0061411 | 0.661% | 0.4983% | 3.2942e-05 |  |  | 0.685 | 1.0094 | 0.29603 | 10.2196 | 0.007093 | 1.142% | 0.4983% | 5.6933e-05 |  |  | 0.685
[5 empty] | 0.69 | 1.0264 | 0.29399 | 10.6264 | 0.0044168 | 0.2382% | 0.4983% | 1.187e-05 |  |  |  | 0.69 | 1.0264 | 0.29399 | 10.6264 | 0.0063855 | 0.6873% | 0.4983% | 3.4244e-05 |  |  | 0.69 | 1.0264 | 0.29399 | 10.6264 | 0.0073753 | 1.188% | 0.4983% | 5.9178e-05 |  |  | 0.69
[5 empty] | 0.695 | 1.0435 | 0.2919 | 11.0523 | 0.0045939 | 0.2478% | 0.4982% | 1.2344e-05 |  |  |  | 0.695 | 1.0435 | 0.2919 | 11.0523 | 0.0066415 | 0.7147% | 0.4982% | 3.5607e-05 |  |  | 0.695 | 1.0435 | 0.2919 | 11.0523 | 0.0076709 | 1.235% | 0.4982% | 6.1528e-05 |  |  | 0.695
[5 empty] | 0.7 | 1.0606 | 0.28974 | 11.4986 | 0.0047794 | 0.2578% | 0.4981% | 1.284e-05 |  |  |  | 0.7 | 1.0606 | 0.28974 | 11.4986 | 0.0069097 | 0.7435% | 0.4981% | 3.7035e-05 |  |  | 0.7 | 1.0606 | 0.28974 | 11.4986 | 0.0079806 | 1.285% | 0.4981% | 6.3988e-05 |  |  | 0.7
[5 empty] | 0.705 | 1.078 | 0.28753 | 11.9665 | 0.0049739 | 0.2682% | 0.4981% | 1.336e-05 |  |  |  | 0.705 | 1.078 | 0.28753 | 11.9665 | 0.0071908 | 0.7736% | 0.4981% | 3.8531e-05 |  |  | 0.705 | 1.078 | 0.28753 | 11.9665 | 0.0083054 | 1.336% | 0.4981% | 6.6566e-05 |  |  | 0.705
[5 empty] | 0.71 | 1.0954 | 0.28525 | 12.4573 | 0.0051779 | 0.2792% | 0.498% | 1.3905e-05 |  |  |  | 0.71 | 1.0954 | 0.28525 | 12.4573 | 0.0074858 | 0.8052% | 0.498% | 4.01e-05 |  |  | 0.71 | 1.0954 | 0.28525 | 12.4573 | 0.0086461 | 1.391% | 0.498% | 6.9268e-05 |  |  | 0.71
[5 empty] | 0.715 | 1.113 | 0.28292 | 12.9726 | 0.005392 | 0.2907% | 0.4979% | 1.4477e-05 |  |  |  | 0.715 | 1.113 | 0.28292 | 12.9726 | 0.0077954 | 0.8384% | 0.4979% | 4.1746e-05 |  |  | 0.715 | 1.113 | 0.28292 | 12.9726 | 0.0090037 | 1.448% | 0.4979% | 7.2102e-05 |  |  | 0.715
[5 empty] | 0.72 | 1.1308 | 0.28052 | 13.5137 | 0.005617 | 0.3029% | 0.4979% | 1.5078e-05 |  |  |  | 0.72 | 1.1308 | 0.28052 | 13.5137 | 0.0081206 | 0.8732% | 0.4979% | 4.3473e-05 |  |  | 0.72 | 1.1308 | 0.28052 | 13.5137 | 0.0093792 | 1.508% | 0.4979% | 7.5076e-05 |  |  | 0.72
[5 empty] | 0.725 | 1.1487 | 0.27806 | 14.0824 | 0.0058533 | 0.3156% | 0.4978% | 1.5709e-05 |  |  |  | 0.725 | 1.1487 | 0.27806 | 14.0824 | 0.0084623 | 0.9098% | 0.4978% | 4.5287e-05 |  |  | 0.725 | 1.1487 | 0.27806 | 14.0824 | 0.0097739 | 1.571% | 0.4978% | 7.8199e-05 |  |  | 0.725
[5 empty] | 0.73 | 1.1667 | 0.27554 | 14.6804 | 0.0061019 | 0.329% | 0.4977% | 1.6373e-05 |  |  |  | 0.73 | 1.1667 | 0.27554 | 14.6804 | 0.0088217 | 0.9482% | 0.4977% | 4.7194e-05 |  |  | 0.73 | 1.1667 | 0.27554 | 14.6804 | 0.010189 | 1.637% | 0.4977% | 8.148e-05 |  |  | 0.73
[5 empty] | 0.735 | 1.185 | 0.27295 | 15.3099 | 0.0063635 | 0.343% | 0.4976% | 1.7071e-05 |  |  |  | 0.735 | 1.185 | 0.27295 | 15.3099 | 0.0091999 | 0.9887% | 0.4976% | 4.92e-05 |  |  | 0.735 | 1.185 | 0.27295 | 15.3099 | 0.010626 | 1.707% | 0.4976% | 8.493e-05 |  |  | 0.735
[5 empty] | 0.74 | 1.2034 | 0.2703 | 15.9727 | 0.0066391 | 0.3579% | 0.4976% | 1.7806e-05 |  |  |  | 0.74 | 1.2034 | 0.2703 | 15.9727 | 0.0095982 | 1.031% | 0.4976% | 5.1311e-05 |  |  | 0.74 | 1.2034 | 0.2703 | 15.9727 | 0.011086 | 1.78% | 0.4976% | 8.8559e-05 |  |  | 0.74
[5 empty] | 0.745 | 1.222 | 0.26759 | 16.6713 | 0.0069294 | 0.3735% | 0.4975% | 1.858e-05 |  |  |  | 0.745 | 1.222 | 0.26759 | 16.6713 | 0.010018 | 1.076% | 0.4975% | 5.3534e-05 |  |  | 0.745 | 1.222 | 0.26759 | 16.6713 | 0.011571 | 1.857% | 0.4975% | 9.2381e-05 |  |  | 0.745
[5 empty] | 0.75 | 1.2408 | 0.26481 | 17.4081 | 0.0072357 | 0.39% | 0.4974% | 1.9396e-05 |  |  |  | 0.75 | 1.2408 | 0.26481 | 17.4081 | 0.010461 | 1.123% | 0.4974% | 5.5877e-05 |  |  | 0.75 | 1.2408 | 0.26481 | 17.4081 | 0.012082 | 1.938% | 0.4974% | 9.6407e-05 |  |  | 0.75
[5 empty] | 0.755 | 1.2597 | 0.26197 | 18.1859 | 0.007559 | 0.4074% | 0.4973% | 2.0257e-05 |  |  |  | 0.755 | 1.2597 | 0.26197 | 18.1859 | 0.010928 | 1.173% | 0.4973% | 5.8348e-05 |  |  | 0.755 | 1.2597 | 0.26197 | 18.1859 | 0.012622 | 2.024% | 0.4973% | 0.00010065 |  |  | 0.755
[5 empty] | 0.76 | 1.2789 | 0.25906 | 19.0076 | 0.0079005 | 0.4257% | 0.4972% | 2.1167e-05 |  |  |  | 0.76 | 1.2789 | 0.25906 | 19.0076 | 0.011422 | 1.226% | 0.4972% | 6.0957e-05 |  |  | 0.76 | 1.2789 | 0.25906 | 19.0076 | 0.013192 | 2.114% | 0.4972% | 0.00010513 |  |  | 0.76
[5 empty] | 0.765 | 1.2983 | 0.25608 | 19.8764 | 0.0082616 | 0.4451% | 0.4971% | 2.2128e-05 |  |  |  | 0.765 | 1.2983 | 0.25608 | 19.8764 | 0.011944 | 1.282% | 0.4971% | 6.3713e-05 |  |  | 0.765 | 1.2983 | 0.25608 | 19.8764 | 0.013795 | 2.21% | 0.4971% | 0.00010986 |  |  | 0.765
[5 empty] | 0.77 | 1.318 | 0.25304 | 20.796 | 0.0086439 | 0.4657% | 0.497% | 2.3145e-05 |  |  |  | 0.77 | 1.318 | 0.25304 | 20.796 | 0.012497 | 1.341% | 0.497% | 6.6627e-05 |  |  | 0.77 | 1.318 | 0.25304 | 20.796 | 0.014434 | 2.311% | 0.497% | 0.00011486 |  |  | 0.77
[5 empty] | 0.775 | 1.3379 | 0.24993 | 21.7702 | 0.0090488 | 0.4874% | 0.4969% | 2.4221e-05 |  |  |  | 0.775 | 1.3379 | 0.24993 | 21.7702 | 0.013082 | 1.403% | 0.4969% | 6.9711e-05 |  |  | 0.775 | 1.3379 | 0.24993 | 21.7702 | 0.01511 | 2.418% | 0.4969% | 0.00012015 |  |  | 0.775
[5 empty] | 0.78 | 1.358 | 0.24674 | 22.8032 | 0.0094781 | 0.5105% | 0.4968% | 2.5362e-05 |  |  |  | 0.78 | 1.358 | 0.24674 | 22.8032 | 0.013703 | 1.469% | 0.4968% | 7.2979e-05 |  |  | 0.78 | 1.358 | 0.24674 | 22.8032 | 0.015827 | 2.531% | 0.4968% | 0.00012575 |  |  | 0.78
[5 empty] | 0.785 | 1.3784 | 0.24349 | 23.8998 | 0.0099339 | 0.535% | 0.4967% | 2.6572e-05 |  |  |  | 0.785 | 1.3784 | 0.24349 | 23.8998 | 0.014362 | 1.539% | 0.4967% | 7.6444e-05 |  |  | 0.785 | 1.3784 | 0.24349 | 23.8998 | 0.016588 | 2.651% | 0.4967% | 0.00013169 |  |  | 0.785
[5 empty] | 0.79 | 1.3991 | 0.24017 | 25.0651 | 0.010418 | 0.561% | 0.4966% | 2.7857e-05 |  |  |  | 0.79 | 1.3991 | 0.24017 | 25.0651 | 0.015062 | 1.614% | 0.4966% | 8.0122e-05 |  |  | 0.79 | 1.3991 | 0.24017 | 25.0651 | 0.017397 | 2.779% | 0.4966% | 0.00013799 |  |  | 0.79
[5 empty] | 0.795 | 1.42 | 0.23677 | 26.3049 | 0.010934 | 0.5887% | 0.4964% | 2.9224e-05 |  |  |  | 0.795 | 1.42 | 0.23677 | 26.3049 | 0.015807 | 1.693% | 0.4964% | 8.403e-05 |  |  | 0.795 | 1.42 | 0.23677 | 26.3049 | 0.018257 | 2.914% | 0.4964% | 0.00014468 |  |  | 0.795
[5 empty] | 0.8 | 1.4413 | 0.2333 | 27.6254 | 0.011483 | 0.6181% | 0.4963% | 3.0679e-05 |  |  |  | 0.8 | 1.4413 | 0.2333 | 27.6254 | 0.016601 | 1.777% | 0.4963% | 8.8188e-05 |  |  | 0.8 | 1.4413 | 0.2333 | 27.6254 | 0.019174 | 3.058% | 0.4963% | 0.00015179 |  |  | 0.8
[5 empty] | 0.805 | 1.4629 | 0.22976 | 29.0338 | 0.012068 | 0.6495% | 0.4962% | 3.2229e-05 |  |  |  | 0.805 | 1.4629 | 0.22976 | 29.0338 | 0.017447 | 1.867% | 0.4962% | 9.2616e-05 |  |  | 0.805 | 1.4629 | 0.22976 | 29.0338 | 0.020151 | 3.212% | 0.4962% | 0.00015936 |  |  | 0.805
[5 empty] | 0.81 | 1.4848 | 0.22614 | 30.5379 | 0.012693 | 0.6831% | 0.496% | 3.3883e-05 |  |  |  | 0.81 | 1.4848 | 0.22614 | 30.5379 | 0.018351 | 1.962% | 0.496% | 9.7338e-05 |  |  | 0.81 | 1.4848 | 0.22614 | 30.5379 | 0.021195 | 3.375% | 0.496% | 0.00016742 |  |  | 0.81
[5 empty] | 0.815 | 1.5071 | 0.22244 | 32.1464 | 0.013362 | 0.7189% | 0.4959% | 3.565e-05 |  |  |  | 0.815 | 1.5071 | 0.22244 | 32.1464 | 0.019317 | 2.065% | 0.4959% | 0.00010238 |  |  | 0.815 | 1.5071 | 0.22244 | 32.1464 | 0.022311 | 3.55% | 0.4959% | 0.00017603 |  |  | 0.815
[5 empty] | 0.82 | 1.5298 | 0.21867 | 33.869 | 0.014078 | 0.7573% | 0.4957% | 3.7541e-05 |  |  |  | 0.82 | 1.5298 | 0.21867 | 33.869 | 0.020352 | 2.174% | 0.4957% | 0.00010777 |  |  | 0.82 | 1.5298 | 0.21867 | 33.869 | 0.023507 | 3.737% | 0.4957% | 0.00018523 |  |  | 0.82
[5 empty] | 0.825 | 1.5529 | 0.21481 | 35.7167 | 0.014846 | 0.7985% | 0.4956% | 3.9568e-05 |  |  |  | 0.825 | 1.5529 | 0.21481 | 35.7167 | 0.021463 | 2.291% | 0.4956% | 0.00011355 |  |  | 0.825 | 1.5529 | 0.21481 | 35.7167 | 0.024789 | 3.936% | 0.4956% | 0.00019506 |  |  | 0.825
[5 empty] | 0.83 | 1.5764 | 0.21088 | 37.7018 | 0.015671 | 0.8427% | 0.4954% | 4.1743e-05 |  |  |  | 0.83 | 1.5764 | 0.21088 | 37.7018 | 0.022656 | 2.417% | 0.4954% | 0.00011974 |  |  | 0.83 | 1.5764 | 0.21088 | 37.7018 | 0.026167 | 4.15% | 0.4954% | 0.0002056 |  |  | 0.83
[5 empty] | 0.835 | 1.6003 | 0.20686 | 39.8383 | 0.016559 | 0.8902% | 0.4952% | 4.4081e-05 |  |  |  | 0.835 | 1.6003 | 0.20686 | 39.8383 | 0.023939 | 2.552% | 0.4952% | 0.00012639 |  |  | 0.835 | 1.6003 | 0.20686 | 39.8383 | 0.02765 | 4.38% | 0.4952% | 0.00021692 |  |  | 0.835
[5 empty] | 0.84 | 1.6247 | 0.20276 | 42.1418 | 0.017516 | 0.9414% | 0.495% | 4.66e-05 |  |  |  | 0.84 | 1.6247 | 0.20276 | 42.1418 | 0.025324 | 2.698% | 0.495% | 0.00013354 |  |  | 0.84 | 1.6247 | 0.20276 | 42.1418 | 0.029249 | 4.628% | 0.495% | 0.00022907 |  |  | 0.84
[5 empty] | 0.845 | 1.6496 | 0.19857 | 44.6303 | 0.018551 | 0.9967% | 0.4948% | 4.9317e-05 |  |  |  | 0.845 | 1.6496 | 0.19857 | 44.6303 | 0.026819 | 2.855% | 0.4948% | 0.00014126 |  |  | 0.845 | 1.6496 | 0.19857 | 44.6303 | 0.030976 | 4.894% | 0.4948% | 0.00024216 |  |  | 0.845
[5 empty] | 0.85 | 1.6751 | 0.1943 | 47.3243 | 0.01967 | 1.057% | 0.4946% | 5.2254e-05 |  |  |  | 0.85 | 1.6751 | 0.1943 | 47.3243 | 0.028438 | 3.025% | 0.4946% | 0.00014959 |  |  | 0.85 | 1.6751 | 0.1943 | 47.3243 | 0.032846 | 5.182% | 0.4946% | 0.00025628 |  |  | 0.85
[5 empty] | 0.855 | 1.7011 | 0.18994 | 50.247 | 0.020885 | 1.121% | 0.4943% | 5.5437e-05 |  |  |  | 0.855 | 1.7011 | 0.18994 | 50.247 | 0.030194 | 3.208% | 0.4943% | 0.0001586 |  |  | 0.855 | 1.7011 | 0.18994 | 50.247 | 0.034874 | 5.493% | 0.4943% | 0.00027153 |  |  | 0.855
[5 empty] | 0.86 | 1.7277 | 0.18548 | 53.4253 | 0.022206 | 1.192% | 0.4941% | 5.8892e-05 |  |  |  | 0.86 | 1.7277 | 0.18548 | 53.4253 | 0.032104 | 3.408% | 0.4941% | 0.00016837 |  |  | 0.86 | 1.7277 | 0.18548 | 53.4253 | 0.03708 | 5.83% | 0.4941% | 0.00028805 |  |  | 0.86
[5 empty] | 0.865 | 1.755 | 0.18093 | 56.8904 | 0.023646 | 1.269% | 0.4938% | 6.2653e-05 |  |  |  | 0.865 | 1.755 | 0.18093 | 56.8904 | 0.034186 | 3.625% | 0.4938% | 0.00017899 |  |  | 0.865 | 1.755 | 0.18093 | 56.8904 | 0.039485 | 6.196% | 0.4938% | 0.00030597 |  |  | 0.865
[5 empty] | 0.87 | 1.783 | 0.17629 | 60.6783 | 0.025221 | 1.353% | 0.4935% | 6.6756e-05 |  |  |  | 0.87 | 1.783 | 0.17629 | 60.6783 | 0.036462 | 3.861% | 0.4935% | 0.00019056 |  |  | 0.87 | 1.783 | 0.17629 | 60.6783 | 0.042114 | 6.595% | 0.4935% | 0.00032546 |  |  | 0.87
[5 empty] | 0.875 | 1.8118 | 0.17154 | 64.831 | 0.026947 | 1.445% | 0.4932% | 7.1246e-05 |  |  |  | 0.875 | 1.8118 | 0.17154 | 64.831 | 0.038958 | 4.12% | 0.4932% | 0.0002032 |  |  | 0.875 | 1.8118 | 0.17154 | 64.831 | 0.044996 | 7.03% | 0.4932% | 0.00034671 |  |  | 0.875
[5 empty] | 0.88 | 1.8413 | 0.1667 | 69.3982 | 0.028845 | 1.546% | 0.4928% | 7.6174e-05 |  |  |  | 0.88 | 1.8413 | 0.1667 | 69.3982 | 0.041702 | 4.404% | 0.4928% | 0.00021705 |  |  | 0.88 | 1.8413 | 0.1667 | 69.3982 | 0.048166 | 7.506% | 0.4928% | 0.00036994 |  |  | 0.88
[5 empty] | 0.885 | 1.8718 | 0.16175 | 74.4379 | 0.03094 | 1.657% | 0.4925% | 8.1598e-05 |  |  |  | 0.885 | 1.8718 | 0.16175 | 74.4379 | 0.044731 | 4.716% | 0.4925% | 0.00023226 |  |  | 0.885 | 1.8718 | 0.16175 | 74.4379 | 0.051664 | 8.029% | 0.4925% | 0.0003954 |  |  | 0.885
[5 empty] | 0.89 | 1.9032 | 0.1567 | 80.0198 | 0.03326 | 1.78% | 0.4921% | 8.759e-05 |  |  |  | 0.89 | 1.9032 | 0.1567 | 80.0198 | 0.048085 | 5.061% | 0.4921% | 0.00024902 |  |  | 0.89 | 1.9032 | 0.1567 | 80.0198 | 0.055538 | 8.604% | 0.4921% | 0.0004234 |  |  | 0.89
[5 empty] | 0.895 | 1.9356 | 0.15153 | 86.2268 | 0.03584 | 1.917% | 0.4916% | 9.4235e-05 |  |  |  | 0.895 | 1.9356 | 0.15153 | 86.2268 | 0.051815 | 5.442% | 0.4916% | 0.00026756 |  |  | 0.895 | 1.9356 | 0.15153 | 86.2268 | 0.059846 | 9.24% | 0.4916% | 0.00045427 |  |  | 0.895
[5 empty] | 0.9 | 1.9692 | 0.14625 | 93.1592 | 0.038722 | 2.069% | 0.4912% | 0.00010163 |  |  |  | 0.9 | 1.9692 | 0.14625 | 93.1592 | 0.055981 | 5.867% | 0.4912% | 0.00028815 |  |  | 0.9 | 1.9692 | 0.14625 | 93.1592 | 0.064657 | 9.945% | 0.4912% | 0.00048843 |  |  | 0.9
[5 empty] | 0.905 | 2.0041 | 0.14085 | 100.9389 | 0.041955 | 2.24% | 0.4906% | 0.0001099 |  |  |  | 0.905 | 2.0041 | 0.14085 | 100.9389 | 0.060656 | 6.341% | 0.4906% | 0.00031109 |  |  | 0.905 | 2.0041 | 0.14085 | 100.9389 | 0.070057 | 10.73% | 0.4906% | 0.00052638 |  |  | 0.905
[5 empty] | 0.91 | 2.0403 | 0.13533 | 109.716 | 0.045603 | 2.433% | 0.49% | 0.0001192 |  |  |  | 0.91 | 2.0403 | 0.13533 | 109.716 | 0.06593 | 6.873% | 0.49% | 0.00033679 |  |  | 0.91 | 2.0403 | 0.13533 | 109.716 | 0.076149 | 11.61% | 0.49% | 0.00056871 |  |  | 0.91
[5 empty] | 0.915 | 2.078 | 0.12967 | 119.6763 | 0.049743 | 2.65% | 0.4894% | 0.0001297 |  |  |  | 0.915 | 2.078 | 0.12967 | 119.6763 | 0.071915 | 7.473% | 0.4894% | 0.0003657 |  |  | 0.915 | 2.078 | 0.12967 | 119.6763 | 0.083062 | 12.59% | 0.4894% | 0.00061612 |  |  | 0.915
[5 empty] | 0.92 | 2.1174 | 0.12389 | 131.0538 | 0.054473 | 2.899% | 0.4886% | 0.00014164 |  |  |  | 0.92 | 2.1174 | 0.12389 | 131.0538 | 0.078752 | 8.154% | 0.4886% | 0.00039841 |  |  | 0.92 | 2.1174 | 0.12389 | 131.0538 | 0.090958 | 13.7% | 0.4886% | 0.00066948 |  |  | 0.92
[5 empty] | 0.925 | 2.1588 | 0.11796 | 144.1456 | 0.059914 | 3.184% | 0.4878% | 0.00015529 |  |  |  | 0.925 | 2.1588 | 0.11796 | 144.1456 | 0.086619 | 8.931% | 0.4878% | 0.00043564 |  |  | 0.925 | 2.1588 | 0.11796 | 144.1456 | 0.10004 | 14.96% | 0.4878% | 0.00072985 |  |  | 0.925
[5 empty] | 0.93 | 2.2023 | 0.11189 | 159.3357 | 0.066228 | 3.513% | 0.4868% | 0.00017104 |  |  |  | 0.93 | 2.2023 | 0.11189 | 159.3357 | 0.095747 | 9.824% | 0.4868% | 0.00047828 |  |  | 0.93 | 2.2023 | 0.11189 | 159.3357 | 0.11059 | 16.4% | 0.4868% | 0.00079854 |  |  | 0.93
[5 empty] | 0.935 | 2.2483 | 0.10566 | 177.1275 | 0.073623 | 3.898% | 0.4858% | 0.00018933 |  |  |  | 0.935 | 2.2483 | 0.10566 | 177.1275 | 0.10644 | 10.86% | 0.4858% | 0.0005275 |  |  | 0.935 | 2.2483 | 0.10566 | 177.1275 | 0.12294 | 18.06% | 0.4858% | 0.00087718 |  |  | 0.935
[5 empty] | 0.94 | 2.2971 | 0.099269 | 198.1947 | 0.08238 | 4.351% | 0.4845% | 0.0002108 |  |  |  | 0.94 | 2.2971 | 0.099269 | 198.1947 | 0.1191 | 12.07% | 0.4845% | 0.00058477 |  |  | 0.94 | 2.2971 | 0.099269 | 198.1947 | 0.13756 | 19.98% | 0.4845% | 0.00096782 |  |  | 0.94
[5 empty] | 0.945 | 2.3492 | 0.092701 | 223.4578 | 0.09288 | 4.892% | 0.483% | 0.00023628 |  |  |  | 0.945 | 2.3492 | 0.092701 | 223.4578 | 0.13428 | 13.5% | 0.483% | 0.00065204 |  |  | 0.945 | 2.3492 | 0.092701 | 223.4578 | 0.15509 | 22.22% | 0.483% | 0.0010731 |  |  | 0.945
[5 empty] | 0.95 | 2.4052 | 0.085946 | 254.2074 | 0.10566 | 5.546% | 0.4812% | 0.00026689 |  |  |  | 0.95 | 2.4052 | 0.085946 | 254.2074 | 0.15276 | 15.21% | 0.4812% | 0.0007319 |  |  | 0.95 | 2.4052 | 0.085946 | 254.2074 | 0.17643 | 24.86% | 0.4812% | 0.0011964 |  |  | 0.95
[5 empty] | 0.955 | 2.4658 | 0.078989 | 292.3082 | 0.1215 | 6.35% | 0.4791% | 0.00030424 |  |  |  | 0.955 | 2.4658 | 0.078989 | 292.3082 | 0.17565 | 17.28% | 0.4791% | 0.00082785 |  |  | 0.955 | 2.4658 | 0.078989 | 292.3082 | 0.20288 | 28.01% | 0.4791% | 0.001342 |  |  | 0.955
[5 empty] | 0.96 | 2.5322 | 0.071811 | 340.5548 | 0.14155 | 7.359% | 0.4764% | 0.00035061 |  |  |  | 0.96 | 2.5322 | 0.071811 | 340.5548 | 0.20464 | 19.83% | 0.4764% | 0.00094476 |  |  | 0.96 | 2.5322 | 0.071811 | 340.5548 | 0.23636 | 31.81% | 0.4764% | 0.0015157 |  |  | 0.96
[5 empty] | 0.965 | 2.6057 | 0.064392 | 403.3263 | 0.16764 | 8.655% | 0.4731% | 0.00040945 |  |  |  | 0.965 | 2.6057 | 0.064392 | 403.3263 | 0.24236 | 23.03% | 0.4731% | 0.0010895 |  |  | 0.965 | 2.6057 | 0.064392 | 403.3263 | 0.27993 | 36.46% | 0.4731% | 0.0017248 |  |  | 0.965
[5 empty] | 0.97 | 2.6883 | 0.056702 | 487.8835 | 0.20279 | 10.37% | 0.4687% | 0.00048614 |  |  |  | 0.97 | 2.6883 | 0.056702 | 487.8835 | 0.29318 | 27.14% | 0.4687% | 0.001272 |  |  | 0.97 | 2.6883 | 0.056702 | 487.8835 | 0.33862 | 42.22% | 0.4687% | 0.0019789 |  |  | 0.97
[5 empty] | 0.975 | 2.7833 | 0.048704 | 607.1843 | 0.25238 | 12.74% | 0.4627% | 0.00058952 |  |  |  | 0.975 | 2.7833 | 0.048704 | 607.1843 | 0.36487 | 32.57% | 0.4627% | 0.001507 |  |  | 0.975 | 2.7833 | 0.048704 | 607.1843 | 0.42142 | 49.47% | 0.4627% | 0.0022893 |  |  | 0.975
[5 empty] | 0.98 | 2.8959 | 0.040348 | 786.7966 | 0.32703 | 16.19% | 0.4541% | 0.00073509 |  |  |  | 0.98 | 2.8959 | 0.040348 | 786.7966 | 0.4728 | 39.99% | 0.4541% | 0.0018158 |  |  | 0.98 | 2.8959 | 0.040348 | 786.7966 | 0.54608 | 58.71% | 0.4541% | 0.0026661 |  |  | 0.98
[5 empty] | 0.985 | 3.0355 | 0.031559 | 1085.1061 | 0.45102 | 21.62% | 0.4406% | 0.00095239 |  |  |  | 0.985 | 3.0355 | 0.031559 | 1085.1061 | 0.65206 | 50.55% | 0.4406% | 0.0022272 |  |  | 0.985 | 3.0355 | 0.031559 | 1085.1061 | 0.75312 | 70.48% | 0.4406% | 0.0031052 |  |  | 0.985
[5 empty] | 0.99 | 3.223 | 0.02221 | 1671.0183 | 0.69456 | 31.28% | 0.4165% | 0.0013025 |  |  |  | 0.99 | 3.223 | 0.02221 | 1671.0183 | 1.0041 | 66.19% | 0.4165% | 0.0027566 |  |  | 0.99 | 3.223 | 0.02221 | 1671.0183 | 1.1598 | 84.72% | 0.4165% | 0.0035284 |  |  | 0.99
[5 empty] | 0.995 | 3.5224 | 0.01205 | 3329.346 | 1.3838 | 52.63% | 0.3607% | 0.0018988 |  |  |  | 0.995 | 3.5224 | 0.01205 | 3329.346 | 2.0007 | 88.48% | 0.3607% | 0.0031917 |  |  | 0.995 | 3.5224 | 0.01205 | 3329.346 | 2.3107 | 97.63% | 0.3607% | 0.003522 |  |  | 0.995
Air Exchange Rate | AER | 1 | hr-1 |  | CoV-2: Standing, Speaking | 1 | hr | 0.43136 | 1.2 |  |  | R(ERq) |  |  |  | CoV-2: Standing, Speaking | 2 | hr | 0.43136 | 1.2 |  |  | R(ERq) |  |  | CoV-2: Standing, Speaking | 3 | hr | 0.43136 | 1.2 |  |  | R(ERq)
Particle Deposition Rate | k | 0.24 | hr-1 |  | Percentile Increment | log10ERq | pdf log10ERq | ERq | Avg quanta/m3 | PI(ERq) | PERq | PI(ERq)*PERq | Risk = | 0.0095437 |  | Percentile Increment | log10ERq | pdf log10ERq | ERq | Avg quanta/m3 | PI(ERq) | PERq | PI(ERq)*PERq | Risk = | 0.022272 | Percentile Increment | log10ERq | pdf log10ERq | ERq | Avg quanta/m3 | PI(ERq) | PERq | PI(ERq)*PERq | Risk = | 0.033072
Viral Inactivation Rate | λ | 0.63 | hr-1 |  | 0.005 | -2.6596 | 0.01205 | 0.0021896 | 8.0158e-07 | 4.329e-05% |  | 0 | Percentile = | 0.85 |  | 0.005 | -2.6596 | 0.01205 | 0.0021896 | 1.0816e-06 | 0.0001168% |  | 0 | Percentile = | 0.84 | 0.005 | -2.6596 | 0.01205 | 0.0021896 | 1.2037e-06 | 0.000195% |  | 0 | Percentile = | 0.83
| IVRR | 1.87 |  |  | 0.01 | -2.3603 | 0.02221 | 0.0043626 | 1.5971e-06 | 8.624e-05% | 0.6649% | 5.7344e-09 | R(ERq)max = | 0.1739% |  | 0.01 | -2.3603 | 0.02221 | 0.0043626 | 2.155e-06 | 0.0002327% | 0.6649% | 1.5475e-08 | R(ERq)max = | 0.2997% | 0.01 | -2.3603 | 0.02221 | 0.0043626 | 2.3983e-06 | 0.0003885% | 0.6649% | 2.5833e-08 | R(ERq)max = | 0.3421%
[5 empty] | 0.015 | -2.1727 | 0.031559 | 0.0067182 | 2.4594e-06 | 0.0001328% | 0.5918% | 7.859e-09 | PI 90% = | 1.825% |  | 0.015 | -2.1727 | 0.031559 | 0.0067182 | 3.3186e-06 | 0.0003584% | 0.5918% | 2.1209e-08 | PI 90% = | 4.848% | 0.015 | -2.1727 | 0.031559 | 0.0067182 | 3.6932e-06 | 0.0005983% | 0.5918% | 3.5405e-08 | PI 90% = | 7.962%
[5 empty] | 0.02 | -2.0331 | 0.040348 | 0.0092654 | 3.3919e-06 | 0.0001832% | 0.5633% | 1.0318e-08 | Percentile = | 0.9 |  | 0.02 | -2.0331 | 0.040348 | 0.0092654 | 4.5768e-06 | 0.0004943% | 0.5633% | 2.7844e-08 | Percentile = | 0.9 | 0.02 | -2.0331 | 0.040348 | 0.0092654 | 5.0935e-06 | 0.0008251% | 0.5633% | 4.6481e-08 | Percentile = | 0.9
[5 empty] | 0.025 | -1.9206 | 0.048704 | 0.012006 | 4.3953e-06 | 0.0002373% | 0.5481% | 1.3009e-08 |  |  |  | 0.025 | -1.9206 | 0.048704 | 0.012006 | 5.9307e-06 | 0.0006405% | 0.5481% | 3.5108e-08 |  |  | 0.025 | -1.9206 | 0.048704 | 0.012006 | 6.6002e-06 | 0.001069% | 0.5481% | 5.8607e-08
[5 empty] | 0.03 | -1.8256 | 0.056702 | 0.014942 | 5.47e-06 | 0.0002954% | 0.5387% | 1.5912e-08 |  |  |  | 0.03 | -1.8256 | 0.056702 | 0.014942 | 7.3809e-06 | 0.0007971% | 0.5387% | 4.2941e-08 |  |  | 0.03 | -1.8256 | 0.056702 | 0.014942 | 8.2142e-06 | 0.001331% | 0.5387% | 7.1683e-08
[5 empty] | 0.035 | -1.7429 | 0.064392 | 0.018075 | 6.6168e-06 | 0.0003573% | 0.5323% | 1.9018e-08 |  |  |  | 0.035 | -1.7429 | 0.064392 | 0.018075 | 8.9283e-06 | 0.0009642% | 0.5323% | 5.1323e-08 |  |  | 0.035 | -1.7429 | 0.064392 | 0.018075 | 9.9362e-06 | 0.00161% | 0.5323% | 8.5675e-08
[5 empty] | 0.04 | -1.6695 | 0.071811 | 0.021406 | 7.8365e-06 | 0.0004232% | 0.5276% | 2.2326e-08 |  |  |  | 0.04 | -1.6695 | 0.071811 | 0.021406 | 1.0574e-05 | 0.001142% | 0.5276% | 6.025e-08 |  |  | 0.04 | -1.6695 | 0.071811 | 0.021406 | 1.1768e-05 | 0.001906% | 0.5276% | 1.0058e-07
[5 empty] | 0.045 | -1.6031 | 0.078989 | 0.024939 | 9.1299e-06 | 0.000493% | 0.5241% | 2.5837e-08 |  |  |  | 0.045 | -1.6031 | 0.078989 | 0.024939 | 1.2319e-05 | 0.00133% | 0.5241% | 6.9724e-08 |  |  | 0.045 | -1.6031 | 0.078989 | 0.024939 | 1.371e-05 | 0.002221% | 0.5241% | 1.1639e-07
[5 empty] | 0.05 | -1.5425 | 0.085946 | 0.028677 | 1.0498e-05 | 0.0005669% | 0.5213% | 2.9552e-08 |  |  |  | 0.05 | -1.5425 | 0.085946 | 0.028677 | 1.4166e-05 | 0.00153% | 0.5213% | 7.9751e-08 |  |  | 0.05 | -1.5425 | 0.085946 | 0.028677 | 1.5765e-05 | 0.002554% | 0.5213% | 1.3313e-07
[5 empty] | 0.055 | -1.4865 | 0.092701 | 0.032624 | 1.1943e-05 | 0.0006449% | 0.5191% | 3.3475e-08 |  |  |  | 0.055 | -1.4865 | 0.092701 | 0.032624 | 1.6115e-05 | 0.00174% | 0.5191% | 9.0337e-08 |  |  | 0.055 | -1.4865 | 0.092701 | 0.032624 | 1.7934e-05 | 0.002905% | 0.5191% | 1.508e-07
[5 empty] | 0.06 | -1.4344 | 0.099269 | 0.036782 | 1.3465e-05 | 0.0007271% | 0.5172% | 3.7609e-08 |  |  |  | 0.06 | -1.4344 | 0.099269 | 0.036782 | 1.8169e-05 | 0.001962% | 0.5172% | 1.0149e-07 |  |  | 0.06 | -1.4344 | 0.099269 | 0.036782 | 2.022e-05 | 0.003276% | 0.5172% | 1.6942e-07
[5 empty] | 0.065 | -1.3856 | 0.10566 | 0.041157 | 1.5067e-05 | 0.0008136% | 0.5157% | 4.1957e-08 |  |  |  | 0.065 | -1.3856 | 0.10566 | 0.041157 | 2.033e-05 | 0.002196% | 0.5157% | 1.1323e-07 |  |  | 0.065 | -1.3856 | 0.10566 | 0.041157 | 2.2625e-05 | 0.003665% | 0.5157% | 1.8901e-07
[5 empty] | 0.07 | -1.3396 | 0.11189 | 0.045752 | 1.6749e-05 | 0.0009045% | 0.5144% | 4.6524e-08 |  |  |  | 0.07 | -1.3396 | 0.11189 | 0.045752 | 2.26e-05 | 0.002441% | 0.5144% | 1.2555e-07 |  |  | 0.07 | -1.3396 | 0.11189 | 0.045752 | 2.5152e-05 | 0.004074% | 0.5144% | 2.0959e-07
[5 empty] | 0.075 | -1.2961 | 0.11796 | 0.050574 | 1.8514e-05 | 0.0009998% | 0.5133% | 5.1315e-08 |  |  |  | 0.075 | -1.2961 | 0.11796 | 0.050574 | 2.4982e-05 | 0.002698% | 0.5133% | 1.3848e-07 |  |  | 0.075 | -1.2961 | 0.11796 | 0.050574 | 2.7802e-05 | 0.004504% | 0.5133% | 2.3117e-07
[5 empty] | 0.08 | -1.2547 | 0.12389 | 0.055626 | 2.0364e-05 | 0.0011% | 0.5123% | 5.6335e-08 |  |  |  | 0.08 | -1.2547 | 0.12389 | 0.055626 | 2.7477e-05 | 0.002968% | 0.5123% | 1.5203e-07 |  |  | 0.08 | -1.2547 | 0.12389 | 0.055626 | 3.0579e-05 | 0.004954% | 0.5123% | 2.5378e-07
[5 empty] | 0.085 | -1.2153 | 0.12967 | 0.060914 | 2.23e-05 | 0.001204% | 0.5115% | 6.1588e-08 |  |  |  | 0.085 | -1.2153 | 0.12967 | 0.060914 | 3.009e-05 | 0.00325% | 0.5115% | 1.662e-07 |  |  | 0.085 | -1.2153 | 0.12967 | 0.060914 | 3.3487e-05 | 0.005425% | 0.5115% | 2.7745e-07
[5 empty] | 0.09 | -1.1775 | 0.13533 | 0.066444 | 2.4324e-05 | 0.001313% | 0.5107% | 6.708e-08 |  |  |  | 0.09 | -1.1775 | 0.13533 | 0.066444 | 3.2821e-05 | 0.003545% | 0.5107% | 1.8102e-07 |  |  | 0.09 | -1.1775 | 0.13533 | 0.066444 | 3.6527e-05 | 0.005917% | 0.5107% | 3.0219e-07
[5 empty] | 0.095 | -1.1413 | 0.14085 | 0.072222 | 2.6439e-05 | 0.001428% | 0.51% | 7.2817e-08 |  |  |  | 0.095 | -1.1413 | 0.14085 | 0.072222 | 3.5675e-05 | 0.003853% | 0.51% | 1.9651e-07 |  |  | 0.095 | -1.1413 | 0.14085 | 0.072222 | 3.9703e-05 | 0.006432% | 0.51% | 3.2803e-07
[5 empty] | 0.1 | -1.1065 | 0.14625 | 0.078253 | 2.8647e-05 | 0.001547% | 0.5094% | 7.8805e-08 |  |  |  | 0.1 | -1.1065 | 0.14625 | 0.078253 | 3.8654e-05 | 0.004175% | 0.5094% | 2.1267e-07 |  |  | 0.1 | -1.1065 | 0.14625 | 0.078253 | 4.3018e-05 | 0.006969% | 0.5094% | 3.5501e-07
[5 empty] | 0.105 | -1.0729 | 0.15153 | 0.084544 | 3.095e-05 | 0.001671% | 0.5089% | 8.505e-08 |  |  |  | 0.105 | -1.0729 | 0.15153 | 0.084544 | 4.1762e-05 | 0.00451% | 0.5089% | 2.2952e-07 |  |  | 0.105 | -1.0729 | 0.15153 | 0.084544 | 4.6477e-05 | 0.007529% | 0.5089% | 3.8314e-07
[5 empty] | 0.11 | -1.0405 | 0.1567 | 0.091102 | 3.3351e-05 | 0.001801% | 0.5084% | 9.1559e-08 |  |  |  | 0.11 | -1.0405 | 0.1567 | 0.091102 | 4.5001e-05 | 0.00486% | 0.5084% | 2.4708e-07 |  |  | 0.11 | -1.0405 | 0.1567 | 0.091102 | 5.0082e-05 | 0.008113% | 0.5084% | 4.1246e-07
[5 empty] | 0.115 | -1.0091 | 0.16175 | 0.097934 | 3.5852e-05 | 0.001936% | 0.508% | 9.8339e-08 |  |  |  | 0.115 | -1.0091 | 0.16175 | 0.097934 | 4.8376e-05 | 0.005224% | 0.508% | 2.6538e-07 |  |  | 0.115 | -1.0091 | 0.16175 | 0.097934 | 5.3837e-05 | 0.008721% | 0.508% | 4.43e-07
[5 empty] | 0.12 | -0.97862 | 0.1667 | 0.10505 | 3.8456e-05 | 0.002077% | 0.5075% | 1.054e-07 |  |  |  | 0.12 | -0.97862 | 0.1667 | 0.10505 | 5.1889e-05 | 0.005604% | 0.5075% | 2.8442e-07 |  |  | 0.12 | -0.97862 | 0.1667 | 0.10505 | 5.7747e-05 | 0.009355% | 0.5075% | 4.7479e-07
[5 empty] | 0.125 | -0.94906 | 0.17154 | 0.11245 | 4.1165e-05 | 0.002223% | 0.5072% | 1.1274e-07 |  |  |  | 0.125 | -0.94906 | 0.17154 | 0.11245 | 5.5544e-05 | 0.005999% | 0.5072% | 3.0423e-07 |  |  | 0.125 | -0.94906 | 0.17154 | 0.11245 | 6.1815e-05 | 0.01001% | 0.5072% | 5.0786e-07
[5 empty] | 0.13 | -0.92031 | 0.17629 | 0.12014 | 4.3982e-05 | 0.002375% | 0.5068% | 1.2037e-07 |  |  |  | 0.13 | -0.92031 | 0.17629 | 0.12014 | 5.9346e-05 | 0.006409% | 0.5068% | 3.2483e-07 |  |  | 0.13 | -0.92031 | 0.17629 | 0.12014 | 6.6046e-05 | 0.0107% | 0.5068% | 5.4224e-07
[5 empty] | 0.135 | -0.89231 | 0.18093 | 0.12814 | 4.691e-05 | 0.002533% | 0.5065% | 1.283e-07 |  |  |  | 0.135 | -0.89231 | 0.18093 | 0.12814 | 6.3297e-05 | 0.006836% | 0.5065% | 3.4624e-07 |  |  | 0.135 | -0.89231 | 0.18093 | 0.12814 | 7.0443e-05 | 0.01141% | 0.5065% | 5.7798e-07
[5 empty] | 0.14 | -0.86502 | 0.18548 | 0.13645 | 4.9953e-05 | 0.002697% | 0.5062% | 1.3655e-07 |  |  |  | 0.14 | -0.86502 | 0.18548 | 0.13645 | 6.7403e-05 | 0.007279% | 0.5062% | 3.6848e-07 |  |  | 0.14 | -0.86502 | 0.18548 | 0.13645 | 7.5012e-05 | 0.01215% | 0.5062% | 6.1511e-07
[5 empty] | 0.145 | -0.83838 | 0.18994 | 0.14508 | 5.3113e-05 | 0.002868% | 0.5059% | 1.451e-07 |  |  |  | 0.145 | -0.83838 | 0.18994 | 0.14508 | 7.1666e-05 | 0.00774% | 0.5059% | 3.9158e-07 |  |  | 0.145 | -0.83838 | 0.18994 | 0.14508 | 7.9757e-05 | 0.01292% | 0.5059% | 6.5366e-07
[5 empty] | 0.15 | -0.81236 | 0.1943 | 0.15404 | 5.6393e-05 | 0.003045% | 0.5057% | 1.5399e-07 |  |  |  | 0.15 | -0.81236 | 0.1943 | 0.15404 | 7.6092e-05 | 0.008218% | 0.5057% | 4.1555e-07 |  |  | 0.15 | -0.81236 | 0.1943 | 0.15404 | 8.4683e-05 | 0.01372% | 0.5057% | 6.9367e-07
[5 empty] | 0.155 | -0.7869 | 0.19857 | 0.16334 | 5.9797e-05 | 0.003229% | 0.5054% | 1.632e-07 |  |  |  | 0.155 | -0.7869 | 0.19857 | 0.16334 | 8.0685e-05 | 0.008714% | 0.5054% | 4.4042e-07 |  |  | 0.155 | -0.7869 | 0.19857 | 0.16334 | 8.9794e-05 | 0.01455% | 0.5054% | 7.3519e-07
[5 empty] | 0.16 | -0.76199 | 0.20276 | 0.17299 | 6.3328e-05 | 0.00342% | 0.5052% | 1.7277e-07 |  |  |  | 0.16 | -0.76199 | 0.20276 | 0.17299 | 8.545e-05 | 0.009228% | 0.5052% | 4.6622e-07 |  |  | 0.16 | -0.76199 | 0.20276 | 0.17299 | 9.5097e-05 | 0.0154% | 0.5052% | 7.7826e-07
[5 empty] | 0.165 | -0.73757 | 0.20686 | 0.18299 | 6.6989e-05 | 0.003617% | 0.505% | 1.8268e-07 |  |  |  | 0.165 | -0.73757 | 0.20686 | 0.18299 | 9.0391e-05 | 0.009762% | 0.505% | 4.9297e-07 |  |  | 0.165 | -0.73757 | 0.20686 | 0.18299 | 0.0001006 | 0.0163% | 0.505% | 8.2291e-07
[5 empty] | 0.17 | -0.71363 | 0.21088 | 0.19336 | 7.0786e-05 | 0.003822% | 0.5048% | 1.9295e-07 |  |  |  | 0.17 | -0.71363 | 0.21088 | 0.19336 | 9.5513e-05 | 0.01031% | 0.5048% | 5.207e-07 |  |  | 0.17 | -0.71363 | 0.21088 | 0.19336 | 0.0001063 | 0.01722% | 0.5048% | 8.692e-07
[5 empty] | 0.175 | -0.69014 | 0.21481 | 0.20411 | 7.472e-05 | 0.004035% | 0.5046% | 2.036e-07 |  |  |  | 0.175 | -0.69014 | 0.21481 | 0.20411 | 0.00010082 | 0.01089% | 0.5046% | 5.4944e-07 |  |  | 0.175 | -0.69014 | 0.21481 | 0.20411 | 0.0001122 | 0.01818% | 0.5046% | 9.1717e-07
[5 empty] | 0.18 | -0.66707 | 0.21867 | 0.21524 | 7.8796e-05 | 0.004255% | 0.5044% | 2.1464e-07 |  |  |  | 0.18 | -0.66707 | 0.21867 | 0.21524 | 0.00010632 | 0.01148% | 0.5044% | 5.7921e-07 |  |  | 0.18 | -0.66707 | 0.21867 | 0.21524 | 0.00011833 | 0.01917% | 0.5044% | 9.6686e-07
[5 empty] | 0.185 | -0.6444 | 0.22244 | 0.22678 | 8.3019e-05 | 0.004483% | 0.5043% | 2.2606e-07 |  |  |  | 0.185 | -0.6444 | 0.22244 | 0.22678 | 0.00011202 | 0.0121% | 0.5043% | 6.1004e-07 |  |  | 0.185 | -0.6444 | 0.22244 | 0.22678 | 0.00012467 | 0.02019% | 0.5043% | 1.0183e-06
[5 empty] | 0.19 | -0.62211 | 0.22614 | 0.23872 | 8.7391e-05 | 0.004719% | 0.5041% | 2.3789e-07 |  |  |  | 0.19 | -0.62211 | 0.22614 | 0.23872 | 0.00011792 | 0.01273% | 0.5041% | 6.4197e-07 |  |  | 0.19 | -0.62211 | 0.22614 | 0.23872 | 0.00013123 | 0.02126% | 0.5041% | 1.0716e-06
[5 empty] | 0.195 | -0.60018 | 0.22976 | 0.25109 | 9.1918e-05 | 0.004963% | 0.504% | 2.5014e-07 |  |  |  | 0.195 | -0.60018 | 0.22976 | 0.25109 | 0.00012403 | 0.01339% | 0.504% | 6.7502e-07 |  |  | 0.195 | -0.60018 | 0.22976 | 0.25109 | 0.00013803 | 0.02236% | 0.504% | 1.1268e-06
[5 empty] | 0.2 | -0.57858 | 0.2333 | 0.26389 | 9.6605e-05 | 0.005217% | 0.5038% | 2.6282e-07 |  |  |  | 0.2 | -0.57858 | 0.2333 | 0.26389 | 0.00013035 | 0.01408% | 0.5038% | 7.0923e-07 |  |  | 0.2 | -0.57858 | 0.2333 | 0.26389 | 0.00014507 | 0.0235% | 0.5038% | 1.1839e-06
[5 empty] | 0.205 | -0.55731 | 0.23677 | 0.27714 | 0.00010145 | 0.005478% | 0.5037% | 2.7594e-07 |  |  |  | 0.205 | -0.55731 | 0.23677 | 0.27714 | 0.0001369 | 0.01478% | 0.5037% | 7.4463e-07 |  |  | 0.205 | -0.55731 | 0.23677 | 0.27714 | 0.00015235 | 0.02468% | 0.5037% | 1.243e-06
[5 empty] | 0.21 | -0.53634 | 0.24017 | 0.29084 | 0.00010647 | 0.005749% | 0.5036% | 2.8951e-07 |  |  |  | 0.21 | -0.53634 | 0.24017 | 0.29084 | 0.00014367 | 0.01551% | 0.5036% | 7.8125e-07 |  |  | 0.21 | -0.53634 | 0.24017 | 0.29084 | 0.00015989 | 0.0259% | 0.5036% | 1.3041e-06
[5 empty] | 0.215 | -0.51567 | 0.24349 | 0.30502 | 0.00011166 | 0.00603% | 0.5034% | 3.0355e-07 |  |  |  | 0.215 | -0.51567 | 0.24349 | 0.30502 | 0.00015067 | 0.01627% | 0.5034% | 8.1914e-07 |  |  | 0.215 | -0.51567 | 0.24349 | 0.30502 | 0.00016768 | 0.02716% | 0.5034% | 1.3674e-06
[5 empty] | 0.22 | -0.49527 | 0.24674 | 0.31969 | 0.00011703 | 0.00632% | 0.5033% | 3.1807e-07 |  |  |  | 0.22 | -0.49527 | 0.24674 | 0.31969 | 0.00015792 | 0.01705% | 0.5033% | 8.5833e-07 |  |  | 0.22 | -0.49527 | 0.24674 | 0.31969 | 0.00017575 | 0.02847% | 0.5033% | 1.4328e-06
[5 empty] | 0.225 | -0.47513 | 0.24993 | 0.33486 | 0.00012259 | 0.006619% | 0.5032% | 3.3309e-07 |  |  |  | 0.225 | -0.47513 | 0.24993 | 0.33486 | 0.00016541 | 0.01786% | 0.5032% | 8.9885e-07 |  |  | 0.225 | -0.47513 | 0.24993 | 0.33486 | 0.00018408 | 0.02982% | 0.5032% | 1.5004e-06
[5 empty] | 0.23 | -0.45525 | 0.25304 | 0.35055 | 0.00012833 | 0.00693% | 0.5031% | 3.4862e-07 |  |  |  | 0.23 | -0.45525 | 0.25304 | 0.35055 | 0.00017316 | 0.0187% | 0.5031% | 9.4075e-07 |  |  | 0.23 | -0.45525 | 0.25304 | 0.35055 | 0.00019271 | 0.03121% | 0.5031% | 1.5703e-06
[5 empty] | 0.235 | -0.43561 | 0.25608 | 0.36677 | 0.00013427 | 0.00725% | 0.503% | 3.6467e-07 |  |  |  | 0.235 | -0.43561 | 0.25608 | 0.36677 | 0.00018117 | 0.01956% | 0.503% | 9.8406e-07 |  |  | 0.235 | -0.43561 | 0.25608 | 0.36677 | 0.00020162 | 0.03266% | 0.503% | 1.6426e-06
[5 empty] | 0.24 | -0.4162 | 0.25906 | 0.38353 | 0.0001404 | 0.007582% | 0.5029% | 3.8126e-07 |  |  |  | 0.24 | -0.4162 | 0.25906 | 0.38353 | 0.00018945 | 0.02046% | 0.5029% | 1.0288e-06 |  |  | 0.24 | -0.4162 | 0.25906 | 0.38353 | 0.00021084 | 0.03415% | 0.5029% | 1.7174e-06
[5 empty] | 0.245 | -0.39701 | 0.26197 | 0.40086 | 0.00014675 | 0.007924% | 0.5028% | 3.9841e-07 |  |  |  | 0.245 | -0.39701 | 0.26197 | 0.40086 | 0.00019801 | 0.02138% | 0.5028% | 1.0751e-06 |  |  | 0.245 | -0.39701 | 0.26197 | 0.40086 | 0.00022037 | 0.03569% | 0.5028% | 1.7946e-06
[5 empty] | 0.25 | -0.37802 | 0.26481 | 0.41877 | 0.0001533 | 0.008278% | 0.5027% | 4.1613e-07 |  |  |  | 0.25 | -0.37802 | 0.26481 | 0.41877 | 0.00020686 | 0.02234% | 0.5027% | 1.1229e-06 |  |  | 0.25 | -0.37802 | 0.26481 | 0.41877 | 0.00023021 | 0.03729% | 0.5027% | 1.8744e-06
[5 empty] | 0.255 | -0.35924 | 0.26759 | 0.43728 | 0.00016008 | 0.008644% | 0.5026% | 4.3445e-07 |  |  |  | 0.255 | -0.35924 | 0.26759 | 0.43728 | 0.000216 | 0.02333% | 0.5026% | 1.1723e-06 |  |  | 0.255 | -0.35924 | 0.26759 | 0.43728 | 0.00024039 | 0.03894% | 0.5026% | 1.9569e-06
[5 empty] | 0.26 | -0.34065 | 0.2703 | 0.4564 | 0.00016708 | 0.009022% | 0.5025% | 4.5337e-07 |  |  |  | 0.26 | -0.34065 | 0.2703 | 0.4564 | 0.00022545 | 0.02435% | 0.5025% | 1.2234e-06 |  |  | 0.26 | -0.34065 | 0.2703 | 0.4564 | 0.0002509 | 0.04064% | 0.5025% | 2.0421e-06
[5 empty] | 0.265 | -0.32224 | 0.27295 | 0.47616 | 0.00017432 | 0.009413% | 0.5024% | 4.7292e-07 |  |  |  | 0.265 | -0.32224 | 0.27295 | 0.47616 | 0.00023521 | 0.0254% | 0.5024% | 1.2761e-06 |  |  | 0.265 | -0.32224 | 0.27295 | 0.47616 | 0.00026176 | 0.0424% | 0.5024% | 2.1301e-06
[5 empty] | 0.27 | -0.30401 | 0.27554 | 0.49658 | 0.00018179 | 0.009816% | 0.5024% | 4.9311e-07 |  |  |  | 0.27 | -0.30401 | 0.27554 | 0.49658 | 0.00024529 | 0.02649% | 0.5024% | 1.3306e-06 |  |  | 0.27 | -0.30401 | 0.27554 | 0.49658 | 0.00027299 | 0.04421% | 0.5024% | 2.2211e-06
[5 empty] | 0.275 | -0.28595 | 0.27806 | 0.51767 | 0.00018951 | 0.01023% | 0.5023% | 5.1397e-07 |  |  |  | 0.275 | -0.28595 | 0.27806 | 0.51767 | 0.00025571 | 0.02761% | 0.5023% | 1.3869e-06 |  |  | 0.275 | -0.28595 | 0.27806 | 0.51767 | 0.00028458 | 0.04609% | 0.5023% | 2.315e-06
[5 empty] | 0.28 | -0.26805 | 0.28052 | 0.53945 | 0.00019748 | 0.01066% | 0.5022% | 5.3552e-07 |  |  |  | 0.28 | -0.26805 | 0.28052 | 0.53945 | 0.00026647 | 0.02877% | 0.5022% | 1.4451e-06 |  |  | 0.28 | -0.26805 | 0.28052 | 0.53945 | 0.00029655 | 0.04803% | 0.5022% | 2.4121e-06
[5 empty] | 0.285 | -0.2503 | 0.28292 | 0.56196 | 0.00020572 | 0.01111% | 0.5021% | 5.5778e-07 |  |  |  | 0.285 | -0.2503 | 0.28292 | 0.56196 | 0.00027759 | 0.02997% | 0.5021% | 1.5051e-06 |  |  | 0.285 | -0.2503 | 0.28292 | 0.56196 | 0.00030893 | 0.05003% | 0.5021% | 2.5123e-06
[5 empty] | 0.29 | -0.2327 | 0.28525 | 0.5852 | 0.00021423 | 0.01157% | 0.502% | 5.8076e-07 |  |  |  | 0.29 | -0.2327 | 0.28525 | 0.5852 | 0.00028907 | 0.03121% | 0.502% | 1.5671e-06 |  |  | 0.29 | -0.2327 | 0.28525 | 0.5852 | 0.0003217 | 0.0521% | 0.502% | 2.6158e-06
[5 empty] | 0.295 | -0.21524 | 0.28753 | 0.6092 | 0.00022302 | 0.01204% | 0.502% | 6.045e-07 |  |  |  | 0.295 | -0.21524 | 0.28753 | 0.6092 | 0.00030092 | 0.03249% | 0.502% | 1.6312e-06 |  |  | 0.295 | -0.21524 | 0.28753 | 0.6092 | 0.0003349 | 0.05424% | 0.502% | 2.7227e-06
[5 empty] | 0.3 | -0.19792 | 0.28974 | 0.63399 | 0.00023209 | 0.01253% | 0.5019% | 6.2901e-07 |  |  |  | 0.3 | -0.19792 | 0.28974 | 0.63399 | 0.00031317 | 0.03382% | 0.5019% | 1.6973e-06 |  |  | 0.3 | -0.19792 | 0.28974 | 0.63399 | 0.00034853 | 0.05645% | 0.5019% | 2.8331e-06
[5 empty] | 0.305 | -0.18072 | 0.2919 | 0.65959 | 0.00024147 | 0.01304% | 0.5018% | 6.5432e-07 |  |  |  | 0.305 | -0.18072 | 0.2919 | 0.65959 | 0.00032582 | 0.03518% | 0.5018% | 1.7656e-06 |  |  | 0.305 | -0.18072 | 0.2919 | 0.65959 | 0.0003626 | 0.05872% | 0.5018% | 2.947e-06
[5 empty] | 0.31 | -0.16366 | 0.29399 | 0.68603 | 0.00025114 | 0.01356% | 0.5018% | 6.8046e-07 |  |  |  | 0.31 | -0.16366 | 0.29399 | 0.68603 | 0.00033888 | 0.03659% | 0.5018% | 1.8361e-06 |  |  | 0.31 | -0.16366 | 0.29399 | 0.68603 | 0.00037713 | 0.06108% | 0.5018% | 3.0647e-06
[5 empty] | 0.315 | -0.14671 | 0.29603 | 0.71333 | 0.00026114 | 0.0141% | 0.5017% | 7.0745e-07 |  |  |  | 0.315 | -0.14671 | 0.29603 | 0.71333 | 0.00035236 | 0.03805% | 0.5017% | 1.9089e-06 |  |  | 0.315 | -0.14671 | 0.29603 | 0.71333 | 0.00039214 | 0.06351% | 0.5017% | 3.1863e-06
[5 empty] | 0.32 | -0.12987 | 0.29801 | 0.74152 | 0.00027146 | 0.01466% | 0.5017% | 7.3532e-07 |  |  |  | 0.32 | -0.12987 | 0.29801 | 0.74152 | 0.00036629 | 0.03955% | 0.5017% | 1.9841e-06 |  |  | 0.32 | -0.12987 | 0.29801 | 0.74152 | 0.00040764 | 0.06602% | 0.5017% | 3.3117e-06
[5 empty] | 0.325 | -0.11315 | 0.29993 | 0.77064 | 0.00028212 | 0.01523% | 0.5016% | 7.6409e-07 |  |  |  | 0.325 | -0.11315 | 0.29993 | 0.77064 | 0.00038067 | 0.0411% | 0.5016% | 2.0618e-06 |  |  | 0.325 | -0.11315 | 0.29993 | 0.77064 | 0.00042364 | 0.06861% | 0.5016% | 3.4413e-06
[5 empty] | 0.33 | -0.096532 | 0.30179 | 0.8007 | 0.00029312 | 0.01583% | 0.5015% | 7.938e-07 |  |  |  | 0.33 | -0.096532 | 0.30179 | 0.8007 | 0.00039552 | 0.04271% | 0.5015% | 2.1419e-06 |  |  | 0.33 | -0.096532 | 0.30179 | 0.8007 | 0.00044017 | 0.07128% | 0.5015% | 3.5751e-06
[5 empty] | 0.335 | -0.080014 | 0.30359 | 0.83174 | 0.00030448 | 0.01644% | 0.5015% | 8.2448e-07 |  |  |  | 0.335 | -0.080014 | 0.30359 | 0.83174 | 0.00041085 | 0.04436% | 0.5015% | 2.2247e-06 |  |  | 0.335 | -0.080014 | 0.30359 | 0.83174 | 0.00045723 | 0.07404% | 0.5015% | 3.7132e-06
[5 empty] | 0.34 | -0.063592 | 0.30534 | 0.86379 | 0.00031622 | 0.01707% | 0.5014% | 8.5616e-07 |  |  |  | 0.34 | -0.063592 | 0.30534 | 0.86379 | 0.00042668 | 0.04607% | 0.5014% | 2.3101e-06 |  |  | 0.34 | -0.063592 | 0.30534 | 0.86379 | 0.00047485 | 0.0769% | 0.5014% | 3.8558e-06
[5 empty] | 0.345 | -0.047262 | 0.30703 | 0.89689 | 0.00032833 | 0.01773% | 0.5014% | 8.8886e-07 |  |  |  | 0.345 | -0.047262 | 0.30703 | 0.89689 | 0.00044303 | 0.04784% | 0.5014% | 2.3984e-06 |  |  | 0.345 | -0.047262 | 0.30703 | 0.89689 | 0.00049305 | 0.07984% | 0.5014% | 4.0031e-06
[5 empty] | 0.35 | -0.031021 | 0.30867 | 0.93106 | 0.00034085 | 0.0184% | 0.5013% | 9.2263e-07 |  |  |  | 0.35 | -0.031021 | 0.30867 | 0.93106 | 0.00045991 | 0.04966% | 0.5013% | 2.4895e-06 |  |  | 0.35 | -0.031021 | 0.30867 | 0.93106 | 0.00051184 | 0.08288% | 0.5013% | 4.1551e-06
[5 empty] | 0.355 | -0.014864 | 0.31024 | 0.96635 | 0.00035377 | 0.0191% | 0.5013% | 9.575e-07 |  |  |  | 0.355 | -0.014864 | 0.31024 | 0.96635 | 0.00047735 | 0.05154% | 0.5013% | 2.5835e-06 |  |  | 0.355 | -0.014864 | 0.31024 | 0.96635 | 0.00053124 | 0.08602% | 0.5013% | 4.3121e-06
[5 empty] | 0.36 | 0.0012132 | 0.31176 | 1.0028 | 0.00036711 | 0.01982% | 0.5012% | 9.935e-07 |  |  |  | 0.36 | 0.0012132 | 0.31176 | 1.0028 | 0.00049535 | 0.05348% | 0.5012% | 2.6807e-06 |  |  | 0.36 | 0.0012132 | 0.31176 | 1.0028 | 0.00055127 | 0.08927% | 0.5012% | 4.4742e-06
[5 empty] | 0.365 | 0.017213 | 0.31323 | 1.0404 | 0.00038088 | 0.02057% | 0.5012% | 1.0307e-06 |  |  |  | 0.365 | 0.017213 | 0.31323 | 1.0404 | 0.00051394 | 0.05549% | 0.5012% | 2.781e-06 |  |  | 0.365 | 0.017213 | 0.31323 | 1.0404 | 0.00057196 | 0.09261% | 0.5012% | 4.6415e-06
[5 empty] | 0.37 | 0.03314 | 0.31464 | 1.0793 | 0.00039511 | 0.02133% | 0.5011% | 1.0691e-06 |  |  |  | 0.37 | 0.03314 | 0.31464 | 1.0793 | 0.00053313 | 0.05756% | 0.5011% | 2.8845e-06 |  |  | 0.37 | 0.03314 | 0.31464 | 1.0793 | 0.00059332 | 0.09607% | 0.5011% | 4.8143e-06
[5 empty] | 0.375 | 0.048997 | 0.316 | 1.1194 | 0.0004098 | 0.02213% | 0.5011% | 1.1087e-06 |  |  |  | 0.375 | 0.048997 | 0.316 | 1.1194 | 0.00055296 | 0.0597% | 0.5011% | 2.9915e-06 |  |  | 0.375 | 0.048997 | 0.316 | 1.1194 | 0.00061539 | 0.09964% | 0.5011% | 4.9928e-06
[5 empty] | 0.38 | 0.064787 | 0.3173 | 1.1609 | 0.00042498 | 0.02295% | 0.501% | 1.1496e-06 |  |  |  | 0.38 | 0.064787 | 0.3173 | 1.1609 | 0.00057343 | 0.06191% | 0.501% | 3.1019e-06 |  |  | 0.38 | 0.064787 | 0.3173 | 1.1609 | 0.00063817 | 0.1033% | 0.501% | 5.1771e-06
[5 empty] | 0.385 | 0.080514 | 0.31854 | 1.2037 | 0.00044065 | 0.02379% | 0.501% | 1.1919e-06 |  |  |  | 0.385 | 0.080514 | 0.31854 | 1.2037 | 0.00059458 | 0.06419% | 0.501% | 3.2159e-06 |  |  | 0.385 | 0.080514 | 0.31854 | 1.2037 | 0.00066171 | 0.1071% | 0.501% | 5.3674e-06
[5 empty] | 0.39 | 0.096181 | 0.31973 | 1.2479 | 0.00045684 | 0.02467% | 0.5009% | 1.2356e-06 |  |  |  | 0.39 | 0.096181 | 0.31973 | 1.2479 | 0.00061642 | 0.06655% | 0.5009% | 3.3337e-06 |  |  | 0.39 | 0.096181 | 0.31973 | 1.2479 | 0.00068601 | 0.1111% | 0.5009% | 5.5639e-06
[5 empty] | 0.395 | 0.11179 | 0.32087 | 1.2936 | 0.00047355 | 0.02557% | 0.5009% | 1.2807e-06 |  |  |  | 0.395 | 0.11179 | 0.32087 | 1.2936 | 0.00063898 | 0.06899% | 0.5009% | 3.4554e-06 |  |  | 0.395 | 0.11179 | 0.32087 | 1.2936 | 0.00071112 | 0.1151% | 0.5009% | 5.7669e-06
[5 empty] | 0.4 | 0.12735 | 0.32195 | 1.3407 | 0.00049082 | 0.0265% | 0.5008% | 1.3273e-06 |  |  |  | 0.4 | 0.12735 | 0.32195 | 1.3407 | 0.00066228 | 0.0715% | 0.5008% | 3.581e-06 |  |  | 0.4 | 0.12735 | 0.32195 | 1.3407 | 0.00073705 | 0.1193% | 0.5008% | 5.9765e-06
[5 empty] | 0.405 | 0.14285 | 0.32298 | 1.3895 | 0.00050866 | 0.02746% | 0.5008% | 1.3754e-06 |  |  |  | 0.405 | 0.14285 | 0.32298 | 1.3895 | 0.00068635 | 0.0741% | 0.5008% | 3.7108e-06 |  |  | 0.405 | 0.14285 | 0.32298 | 1.3895 | 0.00076384 | 0.1237% | 0.5008% | 6.1931e-06
[5 empty] | 0.41 | 0.15831 | 0.32396 | 1.4398 | 0.0005271 | 0.02846% | 0.5007% | 1.4251e-06 |  |  |  | 0.41 | 0.15831 | 0.32396 | 1.4398 | 0.00071122 | 0.07678% | 0.5007% | 3.8449e-06 |  |  | 0.41 | 0.15831 | 0.32396 | 1.4398 | 0.00079152 | 0.1281% | 0.5007% | 6.4168e-06
[5 empty] | 0.415 | 0.17372 | 0.32488 | 1.4918 | 0.00054614 | 0.02949% | 0.5007% | 1.4764e-06 |  |  |  | 0.415 | 0.17372 | 0.32488 | 1.4918 | 0.00073692 | 0.07956% | 0.5007% | 3.9834e-06 |  |  | 0.415 | 0.17372 | 0.32488 | 1.4918 | 0.00082011 | 0.1328% | 0.5007% | 6.6478e-06
[5 empty] | 0.42 | 0.18909 | 0.32574 | 1.5456 | 0.00056581 | 0.03055% | 0.5007% | 1.5295e-06 |  |  |  | 0.42 | 0.18909 | 0.32574 | 1.5456 | 0.00076346 | 0.08242% | 0.5007% | 4.1264e-06 |  |  | 0.42 | 0.18909 | 0.32574 | 1.5456 | 0.00084966 | 0.1375% | 0.5007% | 6.8866e-06
[5 empty] | 0.425 | 0.20442 | 0.32656 | 1.6011 | 0.00058614 | 0.03165% | 0.5006% | 1.5843e-06 |  |  |  | 0.425 | 0.20442 | 0.32656 | 1.6011 | 0.00079089 | 0.08538% | 0.5006% | 4.2743e-06 |  |  | 0.425 | 0.20442 | 0.32656 | 1.6011 | 0.00088018 | 0.1425% | 0.5006% | 7.1332e-06
[5 empty] | 0.43 | 0.21971 | 0.32732 | 1.6585 | 0.00060715 | 0.03278% | 0.5006% | 1.6409e-06 |  |  |  | 0.43 | 0.21971 | 0.32732 | 1.6585 | 0.00081924 | 0.08844% | 0.5006% | 4.427e-06 |  |  | 0.43 | 0.21971 | 0.32732 | 1.6585 | 0.00091173 | 0.1476% | 0.5006% | 7.3881e-06
[5 empty] | 0.435 | 0.23497 | 0.32803 | 1.7178 | 0.00062886 | 0.03395% | 0.5005% | 1.6994e-06 |  |  |  | 0.435 | 0.23497 | 0.32803 | 1.7178 | 0.00084854 | 0.0916% | 0.5005% | 4.5849e-06 |  |  | 0.435 | 0.23497 | 0.32803 | 1.7178 | 0.00094433 | 0.1529% | 0.5005% | 7.6514e-06
[5 empty] | 0.44 | 0.2502 | 0.32868 | 1.7791 | 0.0006513 | 0.03516% | 0.5005% | 1.7599e-06 |  |  |  | 0.44 | 0.2502 | 0.32868 | 1.7791 | 0.00087881 | 0.09487% | 0.5005% | 4.748e-06 |  |  | 0.44 | 0.2502 | 0.32868 | 1.7791 | 0.00097803 | 0.1583% | 0.5005% | 7.9236e-06
[5 empty] | 0.445 | 0.2654 | 0.32929 | 1.8425 | 0.00067449 | 0.03642% | 0.5005% | 1.8224e-06 |  |  |  | 0.445 | 0.2654 | 0.32929 | 1.8425 | 0.00091011 | 0.09824% | 0.5005% | 4.9166e-06 |  |  | 0.445 | 0.2654 | 0.32929 | 1.8425 | 0.0010129 | 0.1639% | 0.5005% | 8.2048e-06
[5 empty] | 0.45 | 0.28057 | 0.32984 | 1.908 | 0.00069847 | 0.03771% | 0.5004% | 1.8871e-06 |  |  |  | 0.45 | 0.28057 | 0.32984 | 1.908 | 0.00094247 | 0.1017% | 0.5004% | 5.0909e-06 |  |  | 0.45 | 0.28057 | 0.32984 | 1.908 | 0.0010489 | 0.1698% | 0.5004% | 8.4956e-06
[5 empty] | 0.455 | 0.29572 | 0.33033 | 1.9757 | 0.00072326 | 0.03905% | 0.5004% | 1.9539e-06 |  |  |  | 0.455 | 0.29572 | 0.33033 | 1.9757 | 0.00097592 | 0.1053% | 0.5004% | 5.2711e-06 |  |  | 0.455 | 0.29572 | 0.33033 | 1.9757 | 0.0010861 | 0.1758% | 0.5004% | 8.7962e-06
[5 empty] | 0.46 | 0.31084 | 0.33078 | 2.0457 | 0.0007489 | 0.04043% | 0.5003% | 2.0229e-06 |  |  |  | 0.46 | 0.31084 | 0.33078 | 2.0457 | 0.0010105 | 0.1091% | 0.5003% | 5.4574e-06 |  |  | 0.46 | 0.31084 | 0.33078 | 2.0457 | 0.0011246 | 0.182% | 0.5003% | 9.1069e-06
[5 empty] | 0.465 | 0.32595 | 0.33117 | 2.1181 | 0.00077541 | 0.04186% | 0.5003% | 2.0944e-06 |  |  |  | 0.465 | 0.32595 | 0.33117 | 2.1181 | 0.0010463 | 0.1129% | 0.5003% | 5.65e-06 |  |  | 0.465 | 0.32595 | 0.33117 | 2.1181 | 0.0011644 | 0.1885% | 0.5003% | 9.4282e-06
[5 empty] | 0.47 | 0.34104 | 0.33151 | 2.193 | 0.00080282 | 0.04334% | 0.5002% | 2.1682e-06 |  |  |  | 0.47 | 0.34104 | 0.33151 | 2.193 | 0.0010833 | 0.1169% | 0.5002% | 5.8492e-06 |  |  | 0.47 | 0.34104 | 0.33151 | 2.193 | 0.0012056 | 0.1951% | 0.5002% | 9.7604e-06
[5 empty] | 0.475 | 0.35612 | 0.3318 | 2.2705 | 0.00083118 | 0.04487% | 0.5002% | 2.2446e-06 |  |  |  | 0.475 | 0.35612 | 0.3318 | 2.2705 | 0.0011215 | 0.1211% | 0.5002% | 6.0552e-06 |  |  | 0.475 | 0.35612 | 0.3318 | 2.2705 | 0.0012482 | 0.202% | 0.5002% | 1.0104e-05
[5 empty] | 0.48 | 0.37118 | 0.33203 | 2.3506 | 0.00086052 | 0.04646% | 0.5002% | 2.3236e-06 |  |  |  | 0.48 | 0.37118 | 0.33203 | 2.3506 | 0.0011611 | 0.1253% | 0.5002% | 6.2682e-06 |  |  | 0.48 | 0.37118 | 0.33203 | 2.3506 | 0.0012922 | 0.2091% | 0.5002% | 1.0459e-05
[5 empty] | 0.485 | 0.38623 | 0.33222 | 2.4335 | 0.00089087 | 0.0481% | 0.5001% | 2.4054e-06 |  |  |  | 0.485 | 0.38623 | 0.33222 | 2.4335 | 0.0012021 | 0.1297% | 0.5001% | 6.4887e-06 |  |  | 0.485 | 0.38623 | 0.33222 | 2.4335 | 0.0013378 | 0.2165% | 0.5001% | 1.0827e-05
[5 empty] | 0.49 | 0.40128 | 0.33235 | 2.5193 | 0.00092227 | 0.04979% | 0.5001% | 2.49e-06 |  |  |  | 0.49 | 0.40128 | 0.33235 | 2.5193 | 0.0012444 | 0.1343% | 0.5001% | 6.7167e-06 |  |  | 0.49 | 0.40128 | 0.33235 | 2.5193 | 0.0013849 | 0.2241% | 0.5001% | 1.1208e-05
[5 empty] | 0.495 | 0.41632 | 0.33243 | 2.6081 | 0.00095478 | 0.05154% | 0.5001% | 2.5775e-06 |  |  |  | 0.495 | 0.41632 | 0.33243 | 2.6081 | 0.0012883 | 0.139% | 0.5001% | 6.9528e-06 |  |  | 0.495 | 0.41632 | 0.33243 | 2.6081 | 0.0014338 | 0.232% | 0.5001% | 1.1601e-05
[5 empty] | 0.5 | 0.43136 | 0.33245 | 2.7 | 0.00098842 | 0.05336% | 0.5% | 2.6681e-06 |  |  |  | 0.5 | 0.43136 | 0.33245 | 2.7 | 0.0013337 | 0.1439% | 0.5% | 7.197e-06 |  |  | 0.5 | 0.43136 | 0.33245 | 2.7 | 0.0014843 | 0.2402% | 0.5% | 1.2009e-05
[5 empty] | 0.505 | 0.4464 | 0.33243 | 2.7951 | 0.0010233 | 0.05524% | 0.5% | 2.7619e-06 |  |  |  | 0.505 | 0.4464 | 0.33243 | 2.7951 | 0.0013807 | 0.149% | 0.5% | 7.4498e-06 |  |  | 0.505 | 0.4464 | 0.33243 | 2.7951 | 0.0015366 | 0.2486% | 0.5% | 1.243e-05
[5 empty] | 0.51 | 0.46145 | 0.33235 | 2.8937 | 0.0010593 | 0.05719% | 0.4999% | 2.859e-06 |  |  |  | 0.51 | 0.46145 | 0.33235 | 2.8937 | 0.0014294 | 0.1543% | 0.4999% | 7.7116e-06 |  |  | 0.51 | 0.46145 | 0.33235 | 2.8937 | 0.0015907 | 0.2574% | 0.4999% | 1.2867e-05
[5 empty] | 0.515 | 0.47649 | 0.33222 | 2.9957 | 0.0010967 | 0.0592% | 0.4999% | 2.9595e-06 |  |  |  | 0.515 | 0.47649 | 0.33222 | 2.9957 | 0.0014798 | 0.1597% | 0.4999% | 7.9826e-06 |  |  | 0.515 | 0.47649 | 0.33222 | 2.9957 | 0.0016468 | 0.2664% | 0.4999% | 1.3319e-05
[5 empty] | 0.52 | 0.49155 | 0.33203 | 3.1013 | 0.0011353 | 0.06129% | 0.4999% | 3.0636e-06 |  |  |  | 0.52 | 0.49155 | 0.33203 | 3.1013 | 0.0015319 | 0.1653% | 0.4999% | 8.2633e-06 |  |  | 0.52 | 0.49155 | 0.33203 | 3.1013 | 0.0017049 | 0.2758% | 0.4999% | 1.3787e-05
[5 empty] | 0.525 | 0.50661 | 0.3318 | 3.2108 | 0.0011754 | 0.06345% | 0.4998% | 3.1714e-06 |  |  |  | 0.525 | 0.50661 | 0.3318 | 3.2108 | 0.001586 | 0.1711% | 0.4998% | 8.554e-06 |  |  | 0.525 | 0.50661 | 0.3318 | 3.2108 | 0.0017651 | 0.2855% | 0.4998% | 1.4271e-05
[5 empty] | 0.53 | 0.52169 | 0.33151 | 3.3242 | 0.0012169 | 0.06569% | 0.4998% | 3.2832e-06 |  |  |  | 0.53 | 0.52169 | 0.33151 | 3.3242 | 0.001642 | 0.1772% | 0.4998% | 8.8552e-06 |  |  | 0.53 | 0.52169 | 0.33151 | 3.3242 | 0.0018274 | 0.2956% | 0.4998% | 1.4774e-05
[5 empty] | 0.535 | 0.53678 | 0.33117 | 3.4417 | 0.00126 | 0.06801% | 0.4997% | 3.3989e-06 |  |  |  | 0.535 | 0.53678 | 0.33117 | 3.4417 | 0.0017001 | 0.1834% | 0.4997% | 9.1673e-06 |  |  | 0.535 | 0.53678 | 0.33117 | 3.4417 | 0.001892 | 0.306% | 0.4997% | 1.5294e-05
[5 empty] | 0.54 | 0.55188 | 0.33078 | 3.5636 | 0.0013046 | 0.07042% | 0.4997% | 3.5189e-06 |  |  |  | 0.54 | 0.55188 | 0.33078 | 3.5636 | 0.0017603 | 0.1899% | 0.4997% | 9.4907e-06 |  |  | 0.54 | 0.55188 | 0.33078 | 3.5636 | 0.001959 | 0.3169% | 0.4997% | 1.5833e-05
[5 empty] | 0.545 | 0.56701 | 0.33033 | 3.6899 | 0.0013508 | 0.07292% | 0.4997% | 3.6433e-06 |  |  |  | 0.545 | 0.56701 | 0.33033 | 3.6899 | 0.0018227 | 0.1967% | 0.4997% | 9.826e-06 |  |  | 0.545 | 0.56701 | 0.33033 | 3.6899 | 0.0020284 | 0.3281% | 0.4997% | 1.6392e-05
[5 empty] | 0.55 | 0.58216 | 0.32984 | 3.8208 | 0.0013987 | 0.0755% | 0.4996% | 3.7723e-06 |  |  |  | 0.55 | 0.58216 | 0.32984 | 3.8208 | 0.0018874 | 0.2036% | 0.4996% | 1.0174e-05 |  |  | 0.55 | 0.58216 | 0.32984 | 3.8208 | 0.0021004 | 0.3397% | 0.4996% | 1.6972e-05
[5 empty] | 0.555 | 0.59733 | 0.32929 | 3.9567 | 0.0014485 | 0.07819% | 0.4996% | 3.906e-06 |  |  |  | 0.555 | 0.59733 | 0.32929 | 3.9567 | 0.0019545 | 0.2109% | 0.4996% | 1.0534e-05 |  |  | 0.555 | 0.59733 | 0.32929 | 3.9567 | 0.0021751 | 0.3517% | 0.4996% | 1.7572e-05
[5 empty] | 0.56 | 0.61253 | 0.32868 | 4.0976 | 0.0015001 | 0.08097% | 0.4995% | 4.0447e-06 |  |  |  | 0.56 | 0.61253 | 0.32868 | 4.0976 | 0.0020241 | 0.2184% | 0.4995% | 1.0908e-05 |  |  | 0.56 | 0.61253 | 0.32868 | 4.0976 | 0.0022526 | 0.3643% | 0.4995% | 1.8196e-05
[5 empty] | 0.565 | 0.62775 | 0.32803 | 4.2438 | 0.0015536 | 0.08386% | 0.4995% | 4.1887e-06 |  |  |  | 0.565 | 0.62775 | 0.32803 | 4.2438 | 0.0020963 | 0.2261% | 0.4995% | 1.1296e-05 |  |  | 0.565 | 0.62775 | 0.32803 | 4.2438 | 0.0023329 | 0.3772% | 0.4995% | 1.8842e-05
[5 empty] | 0.57 | 0.64301 | 0.32732 | 4.3955 | 0.0016091 | 0.08686% | 0.4995% | 4.338e-06 |  |  |  | 0.57 | 0.64301 | 0.32732 | 4.3955 | 0.0021712 | 0.2342% | 0.4995% | 1.1698e-05 |  |  | 0.57 | 0.64301 | 0.32732 | 4.3955 | 0.0024164 | 0.3907% | 0.4995% | 1.9513e-05
[5 empty] | 0.575 | 0.65831 | 0.32656 | 4.5531 | 0.0016668 | 0.08997% | 0.4994% | 4.4931e-06 |  |  |  | 0.575 | 0.65831 | 0.32656 | 4.5531 | 0.0022491 | 0.2426% | 0.4994% | 1.2116e-05 |  |  | 0.575 | 0.65831 | 0.32656 | 4.5531 | 0.002503 | 0.4047% | 0.4994% | 2.0209e-05
[5 empty] | 0.58 | 0.67364 | 0.32574 | 4.7167 | 0.0017267 | 0.0932% | 0.4994% | 4.654e-06 |  |  |  | 0.58 | 0.67364 | 0.32574 | 4.7167 | 0.0023299 | 0.2513% | 0.4994% | 1.255e-05 |  |  | 0.58 | 0.67364 | 0.32574 | 4.7167 | 0.0025929 | 0.4192% | 0.4994% | 2.0932e-05
[5 empty] | 0.585 | 0.68901 | 0.32488 | 4.8866 | 0.0017889 | 0.09655% | 0.4993% | 4.8212e-06 |  |  |  | 0.585 | 0.68901 | 0.32488 | 4.8866 | 0.0024138 | 0.2604% | 0.4993% | 1.3e-05 |  |  | 0.585 | 0.68901 | 0.32488 | 4.8866 | 0.0026863 | 0.4342% | 0.4993% | 2.1683e-05
[5 empty] | 0.59 | 0.70442 | 0.32396 | 5.0631 | 0.0018535 | 0.1% | 0.4993% | 4.9948e-06 |  |  |  | 0.59 | 0.70442 | 0.32396 | 5.0631 | 0.002501 | 0.2697% | 0.4993% | 1.3468e-05 |  |  | 0.59 | 0.70442 | 0.32396 | 5.0631 | 0.0027834 | 0.4499% | 0.4993% | 2.2462e-05
[5 empty] | 0.595 | 0.71988 | 0.32298 | 5.2466 | 0.0019207 | 0.1037% | 0.4992% | 5.1753e-06 |  |  |  | 0.595 | 0.71988 | 0.32298 | 5.2466 | 0.0025916 | 0.2795% | 0.4992% | 1.3954e-05 |  |  | 0.595 | 0.71988 | 0.32298 | 5.2466 | 0.0028842 | 0.4662% | 0.4992% | 2.3272e-05
[5 empty] | 0.6 | 0.73538 | 0.32195 | 5.4373 | 0.0019905 | 0.1074% | 0.4992% | 5.3628e-06 |  |  |  | 0.6 | 0.73538 | 0.32195 | 5.4373 | 0.0026858 | 0.2896% | 0.4992% | 1.4459e-05 |  |  | 0.6 | 0.73538 | 0.32195 | 5.4373 | 0.002989 | 0.4831% | 0.4992% | 2.4114e-05
[5 empty] | 0.605 | 0.75094 | 0.32087 | 5.6356 | 0.0020631 | 0.1113% | 0.4992% | 5.5578e-06 |  |  |  | 0.605 | 0.75094 | 0.32087 | 5.6356 | 0.0027838 | 0.3002% | 0.4992% | 1.4984e-05 |  |  | 0.605 | 0.75094 | 0.32087 | 5.6356 | 0.003098 | 0.5006% | 0.4992% | 2.4989e-05
[5 empty] | 0.61 | 0.76655 | 0.31973 | 5.8418 | 0.0021386 | 0.1154% | 0.4991% | 5.7605e-06 |  |  |  | 0.61 | 0.76655 | 0.31973 | 5.8418 | 0.0028856 | 0.3112% | 0.4991% | 1.553e-05 |  |  | 0.61 | 0.76655 | 0.31973 | 5.8418 | 0.0032114 | 0.5189% | 0.4991% | 2.5899e-05
[5 empty] | 0.615 | 0.78221 | 0.31854 | 6.0564 | 0.0022171 | 0.1197% | 0.4991% | 5.9715e-06 |  |  |  | 0.615 | 0.78221 | 0.31854 | 6.0564 | 0.0029916 | 0.3226% | 0.4991% | 1.6098e-05 |  |  | 0.615 | 0.78221 | 0.31854 | 6.0564 | 0.0033294 | 0.5379% | 0.4991% | 2.6845e-05
[5 empty] | 0.62 | 0.79794 | 0.3173 | 6.2797 | 0.0022989 | 0.1241% | 0.499% | 6.1909e-06 |  |  |  | 0.62 | 0.79794 | 0.3173 | 6.2797 | 0.003102 | 0.3345% | 0.499% | 1.669e-05 |  |  | 0.62 | 0.79794 | 0.3173 | 6.2797 | 0.0034522 | 0.5577% | 0.499% | 2.783e-05
[5 empty] | 0.625 | 0.81373 | 0.316 | 6.5122 | 0.002384 | 0.1287% | 0.499% | 6.4194e-06 |  |  |  | 0.625 | 0.81373 | 0.316 | 6.5122 | 0.0032168 | 0.3468% | 0.499% | 1.7305e-05 |  |  | 0.625 | 0.81373 | 0.316 | 6.5122 | 0.00358 | 0.5783% | 0.499% | 2.8854e-05
[5 empty] | 0.63 | 0.82959 | 0.31464 | 6.7544 | 0.0024727 | 0.1334% | 0.4989% | 6.6573e-06 |  |  |  | 0.63 | 0.82959 | 0.31464 | 6.7544 | 0.0033364 | 0.3597% | 0.4989% | 1.7946e-05 |  |  | 0.63 | 0.82959 | 0.31464 | 6.7544 | 0.0037131 | 0.5997% | 0.4989% | 2.9921e-05
[5 empty] | 0.635 | 0.84551 | 0.31323 | 7.0067 | 0.002565 | 0.1384% | 0.4989% | 6.9052e-06 |  |  |  | 0.635 | 0.84551 | 0.31323 | 7.0067 | 0.0034611 | 0.3731% | 0.4989% | 1.8613e-05 |  |  | 0.635 | 0.84551 | 0.31323 | 7.0067 | 0.0038518 | 0.6221% | 0.4989% | 3.1032e-05
[5 empty] | 0.64 | 0.86151 | 0.31176 | 7.2697 | 0.0026613 | 0.1436% | 0.4988% | 7.1634e-06 |  |  |  | 0.64 | 0.86151 | 0.31176 | 7.2697 | 0.003591 | 0.3871% | 0.4988% | 1.9308e-05 |  |  | 0.64 | 0.86151 | 0.31176 | 7.2697 | 0.0039964 | 0.6453% | 0.4988% | 3.219e-05
[5 empty] | 0.645 | 0.87759 | 0.31024 | 7.5438 | 0.0027617 | 0.149% | 0.4988% | 7.4326e-06 |  |  |  | 0.645 | 0.87759 | 0.31024 | 7.5438 | 0.0037264 | 0.4016% | 0.4988% | 2.0033e-05 |  |  | 0.645 | 0.87759 | 0.31024 | 7.5438 | 0.0041471 | 0.6696% | 0.4988% | 3.3396e-05
[5 empty] | 0.65 | 0.89375 | 0.30867 | 7.8298 | 0.0028663 | 0.1547% | 0.4987% | 7.7133e-06 |  |  |  | 0.65 | 0.89375 | 0.30867 | 7.8298 | 0.0038676 | 0.4168% | 0.4987% | 2.0788e-05 |  |  | 0.65 | 0.89375 | 0.30867 | 7.8298 | 0.0043043 | 0.6949% | 0.4987% | 3.4654e-05
[5 empty] | 0.655 | 0.90999 | 0.30703 | 8.1281 | 0.0029756 | 0.1606% | 0.4987% | 8.0062e-06 |  |  |  | 0.655 | 0.90999 | 0.30703 | 8.1281 | 0.004015 | 0.4327% | 0.4987% | 2.1576e-05 |  |  | 0.655 | 0.90999 | 0.30703 | 8.1281 | 0.0044683 | 0.7212% | 0.4987% | 3.5966e-05
[5 empty] | 0.66 | 0.92632 | 0.30534 | 8.4396 | 0.0030896 | 0.1667% | 0.4986% | 8.3118e-06 |  |  |  | 0.66 | 0.92632 | 0.30534 | 8.4396 | 0.0041688 | 0.4492% | 0.4986% | 2.2399e-05 |  |  | 0.66 | 0.92632 | 0.30534 | 8.4396 | 0.0046395 | 0.7488% | 0.4986% | 3.7335e-05
[5 empty] | 0.665 | 0.94274 | 0.30359 | 8.7648 | 0.0032086 | 0.1731% | 0.4986% | 8.6309e-06 |  |  |  | 0.665 | 0.94274 | 0.30359 | 8.7648 | 0.0043295 | 0.4665% | 0.4986% | 2.3257e-05 |  |  | 0.665 | 0.94274 | 0.30359 | 8.7648 | 0.0048183 | 0.7775% | 0.4986% | 3.8764e-05
[5 empty] | 0.67 | 0.95926 | 0.30179 | 9.1046 | 0.003333 | 0.1798% | 0.4985% | 8.9642e-06 |  |  |  | 0.67 | 0.95926 | 0.30179 | 9.1046 | 0.0044973 | 0.4845% | 0.4985% | 2.4154e-05 |  |  | 0.67 | 0.95926 | 0.30179 | 9.1046 | 0.0050051 | 0.8075% | 0.4985% | 4.0256e-05
[5 empty] | 0.675 | 0.97588 | 0.29993 | 9.4597 | 0.003463 | 0.1868% | 0.4984% | 9.3124e-06 |  |  |  | 0.675 | 0.97588 | 0.29993 | 9.4597 | 0.0046728 | 0.5034% | 0.4984% | 2.5091e-05 |  |  | 0.675 | 0.97588 | 0.29993 | 9.4597 | 0.0052003 | 0.8389% | 0.4984% | 4.1815e-05
[5 empty] | 0.68 | 0.9926 | 0.29801 | 9.8311 | 0.003599 | 0.1942% | 0.4984% | 9.6766e-06 |  |  |  | 0.68 | 0.9926 | 0.29801 | 9.8311 | 0.0048562 | 0.5231% | 0.4984% | 2.6071e-05 |  |  | 0.68 | 0.9926 | 0.29801 | 9.8311 | 0.0054045 | 0.8717% | 0.4984% | 4.3445e-05
[5 empty] | 0.685 | 1.0094 | 0.29603 | 10.2196 | 0.0037412 | 0.2018% | 0.4983% | 1.0057e-05 |  |  |  | 0.685 | 1.0094 | 0.29603 | 10.2196 | 0.0050481 | 0.5437% | 0.4983% | 2.7095e-05 |  |  | 0.685 | 1.0094 | 0.29603 | 10.2196 | 0.0056181 | 0.906% | 0.4983% | 4.5149e-05
[5 empty] | 0.69 | 1.0264 | 0.29399 | 10.6264 | 0.0038901 | 0.2098% | 0.4983% | 1.0456e-05 |  |  |  | 0.69 | 1.0264 | 0.29399 | 10.6264 | 0.005249 | 0.5653% | 0.4983% | 2.8167e-05 |  |  | 0.69 | 1.0264 | 0.29399 | 10.6264 | 0.0058416 | 0.9419% | 0.4983% | 4.6931e-05
[5 empty] | 0.695 | 1.0435 | 0.2919 | 11.0523 | 0.004046 | 0.2182% | 0.4982% | 1.0873e-05 |  |  |  | 0.695 | 1.0435 | 0.2919 | 11.0523 | 0.0054594 | 0.5879% | 0.4982% | 2.9289e-05 |  |  | 0.695 | 1.0435 | 0.2919 | 11.0523 | 0.0060758 | 0.9795% | 0.4982% | 4.8797e-05
[5 empty] | 0.7 | 1.0606 | 0.28974 | 11.4986 | 0.0042094 | 0.2271% | 0.4981% | 1.131e-05 |  |  |  | 0.7 | 1.0606 | 0.28974 | 11.4986 | 0.0056799 | 0.6116% | 0.4981% | 3.0464e-05 |  |  | 0.7 | 1.0606 | 0.28974 | 11.4986 | 0.0063211 | 1.019% | 0.4981% | 5.0751e-05
[5 empty] | 0.705 | 1.078 | 0.28753 | 11.9665 | 0.0043807 | 0.2363% | 0.4981% | 1.1769e-05 |  |  |  | 0.705 | 1.078 | 0.28753 | 11.9665 | 0.005911 | 0.6364% | 0.4981% | 3.1695e-05 |  |  | 0.705 | 1.078 | 0.28753 | 11.9665 | 0.0065784 | 1.06% | 0.4981% | 5.2798e-05
[5 empty] | 0.71 | 1.0954 | 0.28525 | 12.4573 | 0.0045604 | 0.246% | 0.498% | 1.2249e-05 |  |  |  | 0.71 | 1.0954 | 0.28525 | 12.4573 | 0.0061535 | 0.6624% | 0.498% | 3.2987e-05 |  |  | 0.71 | 1.0954 | 0.28525 | 12.4573 | 0.0068482 | 1.103% | 0.498% | 5.4944e-05
[5 empty] | 0.715 | 1.113 | 0.28292 | 12.9726 | 0.004749 | 0.2561% | 0.4979% | 1.2753e-05 |  |  |  | 0.715 | 1.113 | 0.28292 | 12.9726 | 0.006408 | 0.6897% | 0.4979% | 3.4341e-05 |  |  | 0.715 | 1.113 | 0.28292 | 12.9726 | 0.0071314 | 1.149% | 0.4979% | 5.7195e-05
[5 empty] | 0.72 | 1.1308 | 0.28052 | 13.5137 | 0.0049471 | 0.2668% | 0.4979% | 1.3282e-05 |  |  |  | 0.72 | 1.1308 | 0.28052 | 13.5137 | 0.0066753 | 0.7183% | 0.4979% | 3.5764e-05 |  |  | 0.72 | 1.1308 | 0.28052 | 13.5137 | 0.0074289 | 1.196% | 0.4979% | 5.9558e-05
[5 empty] | 0.725 | 1.1487 | 0.27806 | 14.0824 | 0.0051553 | 0.278% | 0.4978% | 1.3839e-05 |  |  |  | 0.725 | 1.1487 | 0.27806 | 14.0824 | 0.0069562 | 0.7485% | 0.4978% | 3.7258e-05 |  |  | 0.725 | 1.1487 | 0.27806 | 14.0824 | 0.0077415 | 1.246% | 0.4978% | 6.204e-05
[5 empty] | 0.73 | 1.1667 | 0.27554 | 14.6804 | 0.0053743 | 0.2898% | 0.4977% | 1.4423e-05 |  |  |  | 0.73 | 1.1667 | 0.27554 | 14.6804 | 0.0072516 | 0.7801% | 0.4977% | 3.8828e-05 |  |  | 0.73 | 1.1667 | 0.27554 | 14.6804 | 0.0080703 | 1.299% | 0.4977% | 6.4647e-05
[5 empty] | 0.735 | 1.185 | 0.27295 | 15.3099 | 0.0056047 | 0.3022% | 0.4976% | 1.5038e-05 |  |  |  | 0.735 | 1.185 | 0.27295 | 15.3099 | 0.0075625 | 0.8134% | 0.4976% | 4.0479e-05 |  |  | 0.735 | 1.185 | 0.27295 | 15.3099 | 0.0084163 | 1.354% | 0.4976% | 6.739e-05
[5 empty] | 0.74 | 1.2034 | 0.2703 | 15.9727 | 0.0058473 | 0.3153% | 0.4976% | 1.5686e-05 |  |  |  | 0.74 | 1.2034 | 0.2703 | 15.9727 | 0.00789 | 0.8485% | 0.4976% | 4.2217e-05 |  |  | 0.74 | 1.2034 | 0.2703 | 15.9727 | 0.0087807 | 1.412% | 0.4976% | 7.0275e-05
[5 empty] | 0.745 | 1.222 | 0.26759 | 16.6713 | 0.0061031 | 0.329% | 0.4975% | 1.6368e-05 |  |  |  | 0.745 | 1.222 | 0.26759 | 16.6713 | 0.008235 | 0.8854% | 0.4975% | 4.4048e-05 |  |  | 0.745 | 1.222 | 0.26759 | 16.6713 | 0.0091647 | 1.474% | 0.4975% | 7.3314e-05
[5 empty] | 0.75 | 1.2408 | 0.26481 | 17.4081 | 0.0063728 | 0.3435% | 0.4974% | 1.7087e-05 |  |  |  | 0.75 | 1.2408 | 0.26481 | 17.4081 | 0.008599 | 0.9244% | 0.4974% | 4.5978e-05 |  |  | 0.75 | 1.2408 | 0.26481 | 17.4081 | 0.0095698 | 1.538% | 0.4974% | 7.6515e-05
[5 empty] | 0.755 | 1.2597 | 0.26197 | 18.1859 | 0.0066575 | 0.3589% | 0.4973% | 1.7846e-05 |  |  |  | 0.755 | 1.2597 | 0.26197 | 18.1859 | 0.0089832 | 0.9655% | 0.4973% | 4.8014e-05 |  |  | 0.755 | 1.2597 | 0.26197 | 18.1859 | 0.0099974 | 1.607% | 0.4973% | 7.9892e-05
[5 empty] | 0.76 | 1.2789 | 0.25906 | 19.0076 | 0.0069583 | 0.375% | 0.4972% | 1.8647e-05 |  |  |  | 0.76 | 1.2789 | 0.25906 | 19.0076 | 0.0093891 | 1.009% | 0.4972% | 5.0163e-05 |  |  | 0.76 | 1.2789 | 0.25906 | 19.0076 | 0.010449 | 1.679% | 0.4972% | 8.3456e-05
[5 empty] | 0.765 | 1.2983 | 0.25608 | 19.8764 | 0.0072764 | 0.3922% | 0.4971% | 1.9494e-05 |  |  |  | 0.765 | 1.2983 | 0.25608 | 19.8764 | 0.0098183 | 1.055% | 0.4971% | 5.2433e-05 |  |  | 0.765 | 1.2983 | 0.25608 | 19.8764 | 0.010927 | 1.755% | 0.4971% | 8.722e-05
[5 empty] | 0.77 | 1.318 | 0.25304 | 20.796 | 0.0076131 | 0.4103% | 0.497% | 2.039e-05 |  |  |  | 0.77 | 1.318 | 0.25304 | 20.796 | 0.010273 | 1.103% | 0.497% | 5.4834e-05 |  |  | 0.77 | 1.318 | 0.25304 | 20.796 | 0.011432 | 1.835% | 0.497% | 9.1199e-05
[5 empty] | 0.775 | 1.3379 | 0.24993 | 21.7702 | 0.0079697 | 0.4294% | 0.4969% | 2.1339e-05 |  |  |  | 0.775 | 1.3379 | 0.24993 | 21.7702 | 0.010754 | 1.155% | 0.4969% | 5.7376e-05 |  |  | 0.775 | 1.3379 | 0.24993 | 21.7702 | 0.011968 | 1.92% | 0.4969% | 9.541e-05
[5 empty] | 0.78 | 1.358 | 0.24674 | 22.8032 | 0.0083479 | 0.4498% | 0.4968% | 2.2344e-05 |  |  |  | 0.78 | 1.358 | 0.24674 | 22.8032 | 0.011264 | 1.209% | 0.4968% | 6.0069e-05 |  |  | 0.78 | 1.358 | 0.24674 | 22.8032 | 0.012536 | 2.01% | 0.4968% | 9.987e-05
[5 empty] | 0.785 | 1.3784 | 0.24349 | 23.8998 | 0.0087493 | 0.4713% | 0.4967% | 2.3411e-05 |  |  |  | 0.785 | 1.3784 | 0.24349 | 23.8998 | 0.011806 | 1.267% | 0.4967% | 6.2925e-05 |  |  | 0.785 | 1.3784 | 0.24349 | 23.8998 | 0.013138 | 2.106% | 0.4967% | 0.0001046
[5 empty] | 0.79 | 1.3991 | 0.24017 | 25.0651 | 0.0091759 | 0.4943% | 0.4966% | 2.4544e-05 |  |  |  | 0.79 | 1.3991 | 0.24017 | 25.0651 | 0.012381 | 1.328% | 0.4966% | 6.5957e-05 |  |  | 0.79 | 1.3991 | 0.24017 | 25.0651 | 0.013779 | 2.207% | 0.4966% | 0.00010961
[5 empty] | 0.795 | 1.42 | 0.23677 | 26.3049 | 0.0096298 | 0.5187% | 0.4964% | 2.5748e-05 |  |  |  | 0.795 | 1.42 | 0.23677 | 26.3049 | 0.012994 | 1.394% | 0.4964% | 6.9179e-05 |  |  | 0.795 | 1.42 | 0.23677 | 26.3049 | 0.014461 | 2.315% | 0.4964% | 0.00011494
[5 empty] | 0.8 | 1.4413 | 0.2333 | 27.6254 | 0.010113 | 0.5446% | 0.4963% | 2.703e-05 |  |  |  | 0.8 | 1.4413 | 0.2333 | 27.6254 | 0.013646 | 1.463% | 0.4963% | 7.2608e-05 |  |  | 0.8 | 1.4413 | 0.2333 | 27.6254 | 0.015187 | 2.43% | 0.4963% | 0.00012061
[5 empty] | 0.805 | 1.4629 | 0.22976 | 29.0338 | 0.010629 | 0.5723% | 0.4962% | 2.8396e-05 |  |  |  | 0.805 | 1.4629 | 0.22976 | 29.0338 | 0.014342 | 1.537% | 0.4962% | 7.626e-05 |  |  | 0.805 | 1.4629 | 0.22976 | 29.0338 | 0.015961 | 2.553% | 0.4962% | 0.00012665
[5 empty] | 0.81 | 1.4848 | 0.22614 | 30.5379 | 0.011179 | 0.6019% | 0.496% | 2.9854e-05 |  |  |  | 0.81 | 1.4848 | 0.22614 | 30.5379 | 0.015085 | 1.616% | 0.496% | 8.0155e-05 |  |  | 0.81 | 1.4848 | 0.22614 | 30.5379 | 0.016788 | 2.683% | 0.496% | 0.00013308
[5 empty] | 0.815 | 1.5071 | 0.22244 | 32.1464 | 0.011768 | 0.6335% | 0.4959% | 3.1412e-05 |  |  |  | 0.815 | 1.5071 | 0.22244 | 32.1464 | 0.015879 | 1.7% | 0.4959% | 8.4315e-05 |  |  | 0.815 | 1.5071 | 0.22244 | 32.1464 | 0.017672 | 2.822% | 0.4959% | 0.00013995
[5 empty] | 0.82 | 1.5298 | 0.21867 | 33.869 | 0.012399 | 0.6673% | 0.4957% | 3.3079e-05 |  |  |  | 0.82 | 1.5298 | 0.21867 | 33.869 | 0.01673 | 1.791% | 0.4957% | 8.8765e-05 |  |  | 0.82 | 1.5298 | 0.21867 | 33.869 | 0.018619 | 2.971% | 0.4957% | 0.00014729
[5 empty] | 0.825 | 1.5529 | 0.21481 | 35.7167 | 0.013075 | 0.7036% | 0.4956% | 3.4866e-05 |  |  |  | 0.825 | 1.5529 | 0.21481 | 35.7167 | 0.017643 | 1.887% | 0.4956% | 9.353e-05 |  |  | 0.825 | 1.5529 | 0.21481 | 35.7167 | 0.019635 | 3.131% | 0.4956% | 0.00015515
[5 empty] | 0.83 | 1.5764 | 0.21088 | 37.7018 | 0.013802 | 0.7425% | 0.4954% | 3.6784e-05 |  |  |  | 0.83 | 1.5764 | 0.21088 | 37.7018 | 0.018623 | 1.991% | 0.4954% | 9.8641e-05 |  |  | 0.83 | 1.5764 | 0.21088 | 37.7018 | 0.020726 | 3.302% | 0.4954% | 0.00016357
[5 empty] | 0.835 | 1.6003 | 0.20686 | 39.8383 | 0.014584 | 0.7844% | 0.4952% | 3.8845e-05 |  |  |  | 0.835 | 1.6003 | 0.20686 | 39.8383 | 0.019679 | 2.103% | 0.4952% | 0.00010413 |  |  | 0.835 | 1.6003 | 0.20686 | 39.8383 | 0.0219 | 3.486% | 0.4952% | 0.00017261
[5 empty] | 0.84 | 1.6247 | 0.20276 | 42.1418 | 0.015427 | 0.8296% | 0.495% | 4.1066e-05 |  |  |  | 0.84 | 1.6247 | 0.20276 | 42.1418 | 0.020817 | 2.223% | 0.495% | 0.00011004 |  |  | 0.84 | 1.6247 | 0.20276 | 42.1418 | 0.023167 | 3.683% | 0.495% | 0.00018233
[5 empty] | 0.845 | 1.6496 | 0.19857 | 44.6303 | 0.016338 | 0.8784% | 0.4948% | 4.3461e-05 |  |  |  | 0.845 | 1.6496 | 0.19857 | 44.6303 | 0.022046 | 2.353% | 0.4948% | 0.00011641 |  |  | 0.845 | 1.6496 | 0.19857 | 44.6303 | 0.024535 | 3.897% | 0.4948% | 0.0001928
[5 empty] | 0.85 | 1.6751 | 0.1943 | 47.3243 | 0.017325 | 0.9312% | 0.4946% | 4.6052e-05 |  |  |  | 0.85 | 1.6751 | 0.1943 | 47.3243 | 0.023377 | 2.493% | 0.4946% | 0.0001233 |  |  | 0.85 | 1.6751 | 0.1943 | 47.3243 | 0.026016 | 4.127% | 0.4946% | 0.0002041
[5 empty] | 0.855 | 1.7011 | 0.18994 | 50.247 | 0.018395 | 0.9884% | 0.4943% | 4.8858e-05 |  |  |  | 0.855 | 1.7011 | 0.18994 | 50.247 | 0.02482 | 2.645% | 0.4943% | 0.00013075 |  |  | 0.855 | 1.7011 | 0.18994 | 50.247 | 0.027622 | 4.376% | 0.4943% | 0.00021632
[5 empty] | 0.86 | 1.7277 | 0.18548 | 53.4253 | 0.019558 | 1.051% | 0.4941% | 5.1906e-05 |  |  |  | 0.86 | 1.7277 | 0.18548 | 53.4253 | 0.02639 | 2.81% | 0.4941% | 0.00013883 |  |  | 0.86 | 1.7277 | 0.18548 | 53.4253 | 0.02937 | 4.646% | 0.4941% | 0.00022957
[5 empty] | 0.865 | 1.755 | 0.18093 | 56.8904 | 0.020827 | 1.118% | 0.4938% | 5.5223e-05 |  |  |  | 0.865 | 1.755 | 0.18093 | 56.8904 | 0.028102 | 2.989% | 0.4938% | 0.00014762 |  |  | 0.865 | 1.755 | 0.18093 | 56.8904 | 0.031274 | 4.94% | 0.4938% | 0.00024395
[5 empty] | 0.87 | 1.783 | 0.17629 | 60.6783 | 0.022213 | 1.192% | 0.4935% | 5.8843e-05 |  |  |  | 0.87 | 1.783 | 0.17629 | 60.6783 | 0.029973 | 3.185% | 0.4935% | 0.00015719 |  |  | 0.87 | 1.783 | 0.17629 | 60.6783 | 0.033357 | 5.26% | 0.4935% | 0.0002596
[5 empty] | 0.875 | 1.8118 | 0.17154 | 64.831 | 0.023734 | 1.273% | 0.4932% | 6.2804e-05 |  |  |  | 0.875 | 1.8118 | 0.17154 | 64.831 | 0.032024 | 3.399% | 0.4932% | 0.00016766 |  |  | 0.875 | 1.8118 | 0.17154 | 64.831 | 0.03564 | 5.61% | 0.4932% | 0.00027669
[5 empty] | 0.88 | 1.8413 | 0.1667 | 69.3982 | 0.025405 | 1.363% | 0.4928% | 6.7152e-05 |  |  |  | 0.88 | 1.8413 | 0.1667 | 69.3982 | 0.03428 | 3.635% | 0.4928% | 0.00017913 |  |  | 0.88 | 1.8413 | 0.1667 | 69.3982 | 0.03815 | 5.993% | 0.4928% | 0.00029538
[5 empty] | 0.885 | 1.8718 | 0.16175 | 74.4379 | 0.02725 | 1.461% | 0.4925% | 7.1939e-05 |  |  |  | 0.885 | 1.8718 | 0.16175 | 74.4379 | 0.03677 | 3.893% | 0.4925% | 0.00019174 |  |  | 0.885 | 1.8718 | 0.16175 | 74.4379 | 0.040921 | 6.414% | 0.4925% | 0.00031589
[5 empty] | 0.89 | 1.9032 | 0.1567 | 80.0198 | 0.029294 | 1.569% | 0.4921% | 7.7227e-05 |  |  |  | 0.89 | 1.9032 | 0.1567 | 80.0198 | 0.039527 | 4.179% | 0.4921% | 0.00020564 |  |  | 0.89 | 1.9032 | 0.1567 | 80.0198 | 0.043989 | 6.878% | 0.4921% | 0.00033846
[5 empty] | 0.895 | 1.9356 | 0.15153 | 86.2268 | 0.031566 | 1.69% | 0.4916% | 8.3093e-05 |  |  |  | 0.895 | 1.9356 | 0.15153 | 86.2268 | 0.042593 | 4.496% | 0.4916% | 0.00022103 |  |  | 0.895 | 1.9356 | 0.15153 | 86.2268 | 0.047402 | 7.392% | 0.4916% | 0.0003634
[5 empty] | 0.9 | 1.9692 | 0.14625 | 93.1592 | 0.034104 | 1.825% | 0.4912% | 8.9623e-05 |  |  |  | 0.9 | 1.9692 | 0.14625 | 93.1592 | 0.046017 | 4.848% | 0.4912% | 0.00023813 |  |  | 0.9 | 1.9692 | 0.14625 | 93.1592 | 0.051213 | 7.962% | 0.4912% | 0.00039104
[5 empty] | 0.905 | 2.0041 | 0.14085 | 100.9389 | 0.036952 | 1.976% | 0.4906% | 9.6928e-05 |  |  |  | 0.905 | 2.0041 | 0.14085 | 100.9389 | 0.04986 | 5.242% | 0.4906% | 0.00025721 |  |  | 0.905 | 2.0041 | 0.14085 | 100.9389 | 0.055489 | 8.597% | 0.4906% | 0.00042179
[5 empty] | 0.91 | 2.0403 | 0.13533 | 109.716 | 0.040165 | 2.146% | 0.49% | 0.00010514 |  |  |  | 0.91 | 2.0403 | 0.13533 | 109.716 | 0.054196 | 5.685% | 0.49% | 0.00027859 |  |  | 0.91 | 2.0403 | 0.13533 | 109.716 | 0.060314 | 9.309% | 0.49% | 0.00045616
[5 empty] | 0.915 | 2.078 | 0.12967 | 119.6763 | 0.043811 | 2.338% | 0.4894% | 0.00011442 |  |  |  | 0.915 | 2.078 | 0.12967 | 119.6763 | 0.059116 | 6.185% | 0.4894% | 0.00030267 |  |  | 0.915 | 2.078 | 0.12967 | 119.6763 | 0.06579 | 10.11% | 0.4894% | 0.00049474
[5 empty] | 0.92 | 2.1174 | 0.12389 | 131.0538 | 0.047977 | 2.557% | 0.4886% | 0.00012497 |  |  |  | 0.92 | 2.1174 | 0.12389 | 131.0538 | 0.064736 | 6.753% | 0.4886% | 0.00032996 |  |  | 0.92 | 2.1174 | 0.12389 | 131.0538 | 0.072045 | 11.02% | 0.4886% | 0.00053827
[5 empty] | 0.925 | 2.1588 | 0.11796 | 144.1456 | 0.052769 | 2.809% | 0.4878% | 0.00013704 |  |  |  | 0.925 | 2.1588 | 0.11796 | 144.1456 | 0.071203 | 7.402% | 0.4878% | 0.00036105 |  |  | 0.925 | 2.1588 | 0.11796 | 144.1456 | 0.079242 | 12.05% | 0.4878% | 0.00058767
[5 empty] | 0.93 | 2.2023 | 0.11189 | 159.3357 | 0.05833 | 3.101% | 0.4868% | 0.00015096 |  |  |  | 0.93 | 2.2023 | 0.11189 | 159.3357 | 0.078706 | 8.149% | 0.4868% | 0.00039673 |  |  | 0.93 | 2.2023 | 0.11189 | 159.3357 | 0.087592 | 13.23% | 0.4868% | 0.00064406
[5 empty] | 0.935 | 2.2483 | 0.10566 | 177.1275 | 0.064843 | 3.441% | 0.4858% | 0.00016715 |  |  |  | 0.935 | 2.2483 | 0.10566 | 177.1275 | 0.087495 | 9.017% | 0.4858% | 0.000438 |  |  | 0.935 | 2.2483 | 0.10566 | 177.1275 | 0.097373 | 14.59% | 0.4858% | 0.00070888
[5 empty] | 0.94 | 2.2971 | 0.099269 | 198.1947 | 0.072556 | 3.842% | 0.4845% | 0.00018615 |  |  |  | 0.94 | 2.2971 | 0.099269 | 198.1947 | 0.097901 | 10.03% | 0.4845% | 0.00048612 |  |  | 0.94 | 2.2971 | 0.099269 | 198.1947 | 0.10895 | 16.18% | 0.4845% | 0.00078394
[5 empty] | 0.945 | 2.3492 | 0.092701 | 223.4578 | 0.081804 | 4.321% | 0.483% | 0.00020872 |  |  |  | 0.945 | 2.3492 | 0.092701 | 223.4578 | 0.11038 | 11.24% | 0.483% | 0.0005428 |  |  | 0.945 | 2.3492 | 0.092701 | 223.4578 | 0.12284 | 18.05% | 0.483% | 0.0008716
[5 empty] | 0.95 | 2.4052 | 0.085946 | 254.2074 | 0.093061 | 4.901% | 0.4812% | 0.00023586 |  |  |  | 0.95 | 2.4052 | 0.085946 | 254.2074 | 0.12557 | 12.68% | 0.4812% | 0.00061031 |  |  | 0.95 | 2.4052 | 0.085946 | 254.2074 | 0.13975 | 20.26% | 0.4812% | 0.00097494
[5 empty] | 0.955 | 2.4658 | 0.078989 | 292.3082 | 0.10701 | 5.615% | 0.4791% | 0.000269 |  |  |  | 0.955 | 2.4658 | 0.078989 | 292.3082 | 0.14439 | 14.44% | 0.4791% | 0.00069176 |  |  | 0.955 | 2.4658 | 0.078989 | 292.3082 | 0.16069 | 22.92% | 0.4791% | 0.0010981
[5 empty] | 0.96 | 2.5322 | 0.071811 | 340.5548 | 0.12467 | 6.511% | 0.4764% | 0.00031019 |  |  |  | 0.96 | 2.5322 | 0.071811 | 340.5548 | 0.16822 | 16.61% | 0.4764% | 0.00079152 |  |  | 0.96 | 2.5322 | 0.071811 | 340.5548 | 0.18721 | 26.16% | 0.4764% | 0.0012464
[5 empty] | 0.965 | 2.6057 | 0.064392 | 403.3263 | 0.14765 | 7.664% | 0.4731% | 0.00036255 |  |  |  | 0.965 | 2.6057 | 0.064392 | 403.3263 | 0.19923 | 19.36% | 0.4731% | 0.00091586 |  |  | 0.965 | 2.6057 | 0.064392 | 403.3263 | 0.22172 | 30.18% | 0.4731% | 0.0014276
[5 empty] | 0.97 | 2.6883 | 0.056702 | 487.8835 | 0.17861 | 9.194% | 0.4687% | 0.00043093 |  |  |  | 0.97 | 2.6883 | 0.056702 | 487.8835 | 0.241 | 22.92% | 0.4687% | 0.0010741 |  |  | 0.97 | 2.6883 | 0.056702 | 487.8835 | 0.26821 | 35.24% | 0.4687% | 0.0016517
[5 empty] | 0.975 | 2.7833 | 0.048704 | 607.1843 | 0.22228 | 11.31% | 0.4627% | 0.00052336 |  |  |  | 0.975 | 2.7833 | 0.048704 | 607.1843 | 0.29993 | 27.67% | 0.4627% | 0.0012803 |  |  | 0.975 | 2.7833 | 0.048704 | 607.1843 | 0.33379 | 41.77% | 0.4627% | 0.0019327
[5 empty] | 0.98 | 2.8959 | 0.040348 | 786.7966 | 0.28803 | 14.4% | 0.4541% | 0.00065409 |  |  |  | 0.98 | 2.8959 | 0.040348 | 786.7966 | 0.38865 | 34.28% | 0.4541% | 0.0015565 |  |  | 0.98 | 2.8959 | 0.040348 | 786.7966 | 0.43253 | 50.38% | 0.4541% | 0.0022875
[5 empty] | 0.985 | 3.0355 | 0.031559 | 1085.1061 | 0.39724 | 19.31% | 0.4406% | 0.00085061 |  |  |  | 0.985 | 3.0355 | 0.031559 | 1085.1061 | 0.536 | 43.95% | 0.4406% | 0.0019363 |  |  | 0.985 | 3.0355 | 0.031559 | 1085.1061 | 0.59652 | 61.95% | 0.4406% | 0.0027296
[5 empty] | 0.99 | 3.223 | 0.02221 | 1671.0183 | 0.61173 | 28.13% | 0.4165% | 0.0011716 |  |  |  | 0.99 | 3.223 | 0.02221 | 1671.0183 | 0.82542 | 58.99% | 0.4165% | 0.0024569 |  |  | 0.99 | 3.223 | 0.02221 | 1671.0183 | 0.91861 | 77.42% | 0.4165% | 0.0032243
[5 empty] | 0.995 | 3.5224 | 0.01205 | 3329.346 | 1.2188 | 48.22% | 0.3607% | 0.0017395 |  |  |  | 0.995 | 3.5224 | 0.01205 | 3329.346 | 1.6446 | 83.07% | 0.3607% | 0.0029967 |  |  | 0.995 | 3.5224 | 0.01205 | 3329.346 | 1.8302 | 94.84% | 0.3607% | 0.0034214
Air Exchange Rate | AER | 2 | hr-1 |  | CoV-2: Standing, Speaking | 1 | hr | 0.43136 | 1.2 |  |  | R(ERq) |  |  |  | CoV-2: Standing, Speaking | 2 | hr | 0.43136 | 1.2 |  |  | R(ERq) |  |  | CoV-2: Standing, Speaking | 3 | hr | 0.43136 | 1.2 |  |  | R(ERq)
Particle Deposition Rate | k | 0.24 | hr-1 |  | Percentile Increment | log10ERq | pdf log10ERq | ERq | Avg quanta/m3 | PI(ERq) | PERq | PI(ERq)*PERq | Risk = | 0.0077794 |  | Percentile Increment | log10ERq | pdf log10ERq | ERq | Avg quanta/m3 | PI(ERq) | PERq | PI(ERq)*PERq | Risk = | 0.017187 | Percentile Increment | log10ERq | pdf log10ERq | ERq | Avg quanta/m3 | PI(ERq) | PERq | PI(ERq)*PERq | Risk = | 0.025203
Viral Inactivation Rate | λ | 0.63 | hr-1 |  | 0.005 | -2.6596 | 0.01205 | 0.0021896 | 6.4022e-07 | 3.457e-05% |  | 0 | Percentile = | 0.85 |  | 0.005 | -2.6596 | 0.01205 | 0.0021896 | 7.8806e-07 | 8.511e-05% |  | 0 | Percentile = | 0.84 | 0.005 | -2.6596 | 0.01205 | 0.0021896 | 8.4292e-07 | 0.0001366% |  | 0 | Percentile = | 0.835
| IVRR | 2.87 |  |  | 0.01 | -2.3603 | 0.02221 | 0.0043626 | 1.2756e-06 | 6.888e-05% | 0.6649% | 4.5801e-09 | R(ERq)max = | 0.1475% |  | 0.01 | -2.3603 | 0.02221 | 0.0043626 | 1.5701e-06 | 0.0001696% | 0.6649% | 1.1275e-08 | R(ERq)max = | 0.2618% | 0.01 | -2.3603 | 0.02221 | 0.0043626 | 1.6794e-06 | 0.0002721% | 0.6649% | 1.8091e-08 | R(ERq)max = | 0.3155%
[5 empty] | 0.015 | -2.1727 | 0.031559 | 0.0067182 | 1.9643e-06 | 0.0001061% | 0.5918% | 6.277e-09 | PI 90% = | 1.46% |  | 0.015 | -2.1727 | 0.031559 | 0.0067182 | 2.4179e-06 | 0.0002611% | 0.5918% | 1.5453e-08 | PI 90% = | 3.556% | 0.015 | -2.1727 | 0.031559 | 0.0067182 | 2.5863e-06 | 0.000419% | 0.5918% | 2.4793e-08 | PI 90% = | 5.644%
[5 empty] | 0.02 | -2.0331 | 0.040348 | 0.0092654 | 2.7091e-06 | 0.0001463% | 0.5633% | 8.2406e-09 | Percentile = | 0.9 |  | 0.02 | -2.0331 | 0.040348 | 0.0092654 | 3.3347e-06 | 0.0003601% | 0.5633% | 2.0287e-08 | Percentile = | 0.9 | 0.02 | -2.0331 | 0.040348 | 0.0092654 | 3.5669e-06 | 0.0005778% | 0.5633% | 3.2549e-08 | Percentile = | 0.9
[5 empty] | 0.025 | -1.9206 | 0.048704 | 0.012006 | 3.5105e-06 | 0.0001896% | 0.5481% | 1.0391e-08 |  |  |  | 0.025 | -1.9206 | 0.048704 | 0.012006 | 4.3211e-06 | 0.0004667% | 0.5481% | 2.558e-08 |  |  | 0.025 | -1.9206 | 0.048704 | 0.012006 | 4.622e-06 | 0.0007488% | 0.5481% | 4.1041e-08
[5 empty] | 0.03 | -1.8256 | 0.056702 | 0.014942 | 4.3689e-06 | 0.0002359% | 0.5387% | 1.2709e-08 |  |  |  | 0.03 | -1.8256 | 0.056702 | 0.014942 | 5.3777e-06 | 0.0005808% | 0.5387% | 3.1287e-08 |  |  | 0.03 | -1.8256 | 0.056702 | 0.014942 | 5.7522e-06 | 0.0009318% | 0.5387% | 5.0198e-08
[5 empty] | 0.035 | -1.7429 | 0.064392 | 0.018075 | 5.2848e-06 | 0.0002854% | 0.5323% | 1.519e-08 |  |  |  | 0.035 | -1.7429 | 0.064392 | 0.018075 | 6.5052e-06 | 0.0007026% | 0.5323% | 3.7394e-08 |  |  | 0.035 | -1.7429 | 0.064392 | 0.018075 | 6.9581e-06 | 0.001127% | 0.5323% | 5.9997e-08
[5 empty] | 0.04 | -1.6695 | 0.071811 | 0.021406 | 6.2589e-06 | 0.000338% | 0.5276% | 1.7832e-08 |  |  |  | 0.04 | -1.6695 | 0.071811 | 0.021406 | 7.7042e-06 | 0.0008321% | 0.5276% | 4.3899e-08 |  |  | 0.04 | -1.6695 | 0.071811 | 0.021406 | 8.2406e-06 | 0.001335% | 0.5276% | 7.0433e-08
[5 empty] | 0.045 | -1.6031 | 0.078989 | 0.024939 | 7.292e-06 | 0.0003938% | 0.5241% | 2.0636e-08 |  |  |  | 0.045 | -1.6031 | 0.078989 | 0.024939 | 8.9758e-06 | 0.0009694% | 0.5241% | 5.0802e-08 |  |  | 0.045 | -1.6031 | 0.078989 | 0.024939 | 9.6008e-06 | 0.001555% | 0.5241% | 8.1508e-08
[5 empty] | 0.05 | -1.5425 | 0.085946 | 0.028677 | 8.3849e-06 | 0.0004528% | 0.5213% | 2.3603e-08 |  |  |  | 0.05 | -1.5425 | 0.085946 | 0.028677 | 1.0321e-05 | 0.001115% | 0.5213% | 5.8107e-08 |  |  | 0.05 | -1.5425 | 0.085946 | 0.028677 | 1.104e-05 | 0.001788% | 0.5213% | 9.3229e-08
[5 empty] | 0.055 | -1.4865 | 0.092701 | 0.032624 | 9.5388e-06 | 0.0005151% | 0.5191% | 2.6736e-08 |  |  |  | 0.055 | -1.4865 | 0.092701 | 0.032624 | 1.1741e-05 | 0.001268% | 0.5191% | 6.582e-08 |  |  | 0.055 | -1.4865 | 0.092701 | 0.032624 | 1.2559e-05 | 0.002035% | 0.5191% | 1.056e-07
[5 empty] | 0.06 | -1.4344 | 0.099269 | 0.036782 | 1.0755e-05 | 0.0005807% | 0.5172% | 3.0038e-08 |  |  |  | 0.06 | -1.4344 | 0.099269 | 0.036782 | 1.3238e-05 | 0.00143% | 0.5172% | 7.3948e-08 |  |  | 0.06 | -1.4344 | 0.099269 | 0.036782 | 1.416e-05 | 0.002294% | 0.5172% | 1.1864e-07
[5 empty] | 0.065 | -1.3856 | 0.10566 | 0.041157 | 1.2034e-05 | 0.0006498% | 0.5157% | 3.3511e-08 |  |  |  | 0.065 | -1.3856 | 0.10566 | 0.041157 | 1.4813e-05 | 0.0016% | 0.5157% | 8.2498e-08 |  |  | 0.065 | -1.3856 | 0.10566 | 0.041157 | 1.5844e-05 | 0.002567% | 0.5157% | 1.3236e-07
[5 empty] | 0.07 | -1.3396 | 0.11189 | 0.045752 | 1.3377e-05 | 0.0007224% | 0.5144% | 3.7159e-08 |  |  |  | 0.07 | -1.3396 | 0.11189 | 0.045752 | 1.6467e-05 | 0.001778% | 0.5144% | 9.1478e-08 |  |  | 0.07 | -1.3396 | 0.11189 | 0.045752 | 1.7613e-05 | 0.002853% | 0.5144% | 1.4677e-07
[5 empty] | 0.075 | -1.2961 | 0.11796 | 0.050574 | 1.4787e-05 | 0.0007985% | 0.5133% | 4.0985e-08 |  |  |  | 0.075 | -1.2961 | 0.11796 | 0.050574 | 1.8202e-05 | 0.001966% | 0.5133% | 1.009e-07 |  |  | 0.075 | -1.2961 | 0.11796 | 0.050574 | 1.9469e-05 | 0.003154% | 0.5133% | 1.6188e-07
[5 empty] | 0.08 | -1.2547 | 0.12389 | 0.055626 | 1.6264e-05 | 0.0008783% | 0.5123% | 4.4994e-08 |  |  |  | 0.08 | -1.2547 | 0.12389 | 0.055626 | 2.002e-05 | 0.002162% | 0.5123% | 1.1077e-07 |  |  | 0.08 | -1.2547 | 0.12389 | 0.055626 | 2.1414e-05 | 0.003469% | 0.5123% | 1.7772e-07
[5 empty] | 0.085 | -1.2153 | 0.12967 | 0.060914 | 1.7811e-05 | 0.0009618% | 0.5115% | 4.919e-08 |  |  |  | 0.085 | -1.2153 | 0.12967 | 0.060914 | 2.1923e-05 | 0.002368% | 0.5115% | 1.211e-07 |  |  | 0.085 | -1.2153 | 0.12967 | 0.060914 | 2.345e-05 | 0.003799% | 0.5115% | 1.9429e-07
[5 empty] | 0.09 | -1.1775 | 0.13533 | 0.066444 | 1.9428e-05 | 0.001049% | 0.5107% | 5.3576e-08 |  |  |  | 0.09 | -1.1775 | 0.13533 | 0.066444 | 2.3914e-05 | 0.002583% | 0.5107% | 1.319e-07 |  |  | 0.09 | -1.1775 | 0.13533 | 0.066444 | 2.5579e-05 | 0.004144% | 0.5107% | 2.1162e-07
[5 empty] | 0.095 | -1.1413 | 0.14085 | 0.072222 | 2.1117e-05 | 0.00114% | 0.51% | 5.8159e-08 |  |  |  | 0.095 | -1.1413 | 0.14085 | 0.072222 | 2.5993e-05 | 0.002807% | 0.51% | 1.4318e-07 |  |  | 0.095 | -1.1413 | 0.14085 | 0.072222 | 2.7803e-05 | 0.004504% | 0.51% | 2.2971e-07
[5 empty] | 0.1 | -1.1065 | 0.14625 | 0.078253 | 2.288e-05 | 0.001236% | 0.5094% | 6.2941e-08 |  |  |  | 0.1 | -1.1065 | 0.14625 | 0.078253 | 2.8164e-05 | 0.003042% | 0.5094% | 1.5495e-07 |  |  | 0.1 | -1.1065 | 0.14625 | 0.078253 | 3.0125e-05 | 0.00488% | 0.5094% | 2.486e-07
[5 empty] | 0.105 | -1.0729 | 0.15153 | 0.084544 | 2.472e-05 | 0.001335% | 0.5089% | 6.7929e-08 |  |  |  | 0.105 | -1.0729 | 0.15153 | 0.084544 | 3.0428e-05 | 0.003286% | 0.5089% | 1.6723e-07 |  |  | 0.105 | -1.0729 | 0.15153 | 0.084544 | 3.2547e-05 | 0.005272% | 0.5089% | 2.6831e-07
[5 empty] | 0.11 | -1.0405 | 0.1567 | 0.091102 | 2.6637e-05 | 0.001438% | 0.5084% | 7.3128e-08 |  |  |  | 0.11 | -1.0405 | 0.1567 | 0.091102 | 3.2788e-05 | 0.003541% | 0.5084% | 1.8003e-07 |  |  | 0.11 | -1.0405 | 0.1567 | 0.091102 | 3.5071e-05 | 0.005681% | 0.5084% | 2.8884e-07
[5 empty] | 0.115 | -1.0091 | 0.16175 | 0.097934 | 2.8635e-05 | 0.001546% | 0.508% | 7.8543e-08 |  |  |  | 0.115 | -1.0091 | 0.16175 | 0.097934 | 3.5247e-05 | 0.003807% | 0.508% | 1.9336e-07 |  |  | 0.115 | -1.0091 | 0.16175 | 0.097934 | 3.7701e-05 | 0.006107% | 0.508% | 3.1023e-07
[5 empty] | 0.12 | -0.97862 | 0.1667 | 0.10505 | 3.0714e-05 | 0.001659% | 0.5075% | 8.4179e-08 |  |  |  | 0.12 | -0.97862 | 0.1667 | 0.10505 | 3.7807e-05 | 0.004083% | 0.5075% | 2.0723e-07 |  |  | 0.12 | -0.97862 | 0.1667 | 0.10505 | 4.0439e-05 | 0.006551% | 0.5075% | 3.3249e-07
[5 empty] | 0.125 | -0.94906 | 0.17154 | 0.11245 | 3.2878e-05 | 0.001775% | 0.5072% | 9.0043e-08 |  |  |  | 0.125 | -0.94906 | 0.17154 | 0.11245 | 4.047e-05 | 0.004371% | 0.5072% | 2.2167e-07 |  |  | 0.125 | -0.94906 | 0.17154 | 0.11245 | 4.3288e-05 | 0.007012% | 0.5072% | 3.5565e-07
[5 empty] | 0.13 | -0.92031 | 0.17629 | 0.12014 | 3.5128e-05 | 0.001897% | 0.5068% | 9.614e-08 |  |  |  | 0.13 | -0.92031 | 0.17629 | 0.12014 | 4.324e-05 | 0.00467% | 0.5068% | 2.3668e-07 |  |  | 0.13 | -0.92031 | 0.17629 | 0.12014 | 4.625e-05 | 0.007492% | 0.5068% | 3.7973e-07
[5 empty] | 0.135 | -0.89231 | 0.18093 | 0.12814 | 3.7467e-05 | 0.002023% | 0.5065% | 1.0248e-07 |  |  |  | 0.135 | -0.89231 | 0.18093 | 0.12814 | 4.6119e-05 | 0.004981% | 0.5065% | 2.5228e-07 |  |  | 0.135 | -0.89231 | 0.18093 | 0.12814 | 4.933e-05 | 0.007991% | 0.5065% | 4.0475e-07
[5 empty] | 0.14 | -0.86502 | 0.18548 | 0.13645 | 3.9897e-05 | 0.002154% | 0.5062% | 1.0906e-07 |  |  |  | 0.14 | -0.86502 | 0.18548 | 0.13645 | 4.911e-05 | 0.005304% | 0.5062% | 2.6848e-07 |  |  | 0.14 | -0.86502 | 0.18548 | 0.13645 | 5.2529e-05 | 0.008509% | 0.5062% | 4.3075e-07
[5 empty] | 0.145 | -0.83838 | 0.18994 | 0.14508 | 4.2421e-05 | 0.002291% | 0.5059% | 1.1589e-07 |  |  |  | 0.145 | -0.83838 | 0.18994 | 0.14508 | 5.2216e-05 | 0.005639% | 0.5059% | 2.8531e-07 |  |  | 0.145 | -0.83838 | 0.18994 | 0.14508 | 5.5852e-05 | 0.009048% | 0.5059% | 4.5775e-07
[5 empty] | 0.15 | -0.81236 | 0.1943 | 0.15404 | 4.5041e-05 | 0.002432% | 0.5057% | 1.2299e-07 |  |  |  | 0.15 | -0.81236 | 0.1943 | 0.15404 | 5.5441e-05 | 0.005987% | 0.5057% | 3.0277e-07 |  |  | 0.15 | -0.81236 | 0.1943 | 0.15404 | 5.9301e-05 | 0.009606% | 0.5057% | 4.8577e-07
[5 empty] | 0.155 | -0.7869 | 0.19857 | 0.16334 | 4.7759e-05 | 0.002579% | 0.5054% | 1.3035e-07 |  |  |  | 0.155 | -0.7869 | 0.19857 | 0.16334 | 5.8788e-05 | 0.006349% | 0.5054% | 3.209e-07 |  |  | 0.155 | -0.7869 | 0.19857 | 0.16334 | 6.2881e-05 | 0.01019% | 0.5054% | 5.1485e-07
[5 empty] | 0.16 | -0.76199 | 0.20276 | 0.17299 | 5.0579e-05 | 0.002731% | 0.5052% | 1.3799e-07 |  |  |  | 0.16 | -0.76199 | 0.20276 | 0.17299 | 6.2259e-05 | 0.006724% | 0.5052% | 3.397e-07 |  |  | 0.16 | -0.76199 | 0.20276 | 0.17299 | 6.6594e-05 | 0.01079% | 0.5052% | 5.4501e-07
[5 empty] | 0.165 | -0.73757 | 0.20686 | 0.18299 | 5.3504e-05 | 0.002889% | 0.505% | 1.4591e-07 |  |  |  | 0.165 | -0.73757 | 0.20686 | 0.18299 | 6.5859e-05 | 0.007113% | 0.505% | 3.5919e-07 |  |  | 0.165 | -0.73757 | 0.20686 | 0.18299 | 7.0445e-05 | 0.01141% | 0.505% | 5.7628e-07
[5 empty] | 0.17 | -0.71363 | 0.21088 | 0.19336 | 5.6536e-05 | 0.003053% | 0.5048% | 1.5411e-07 |  |  |  | 0.17 | -0.71363 | 0.21088 | 0.19336 | 6.9591e-05 | 0.007516% | 0.5048% | 3.7939e-07 |  |  | 0.17 | -0.71363 | 0.21088 | 0.19336 | 7.4436e-05 | 0.01206% | 0.5048% | 6.0869e-07
[5 empty] | 0.175 | -0.69014 | 0.21481 | 0.20411 | 5.9678e-05 | 0.003223% | 0.5046% | 1.6262e-07 |  |  |  | 0.175 | -0.69014 | 0.21481 | 0.20411 | 7.3459e-05 | 0.007933% | 0.5046% | 4.0033e-07 |  |  | 0.175 | -0.69014 | 0.21481 | 0.20411 | 7.8574e-05 | 0.01273% | 0.5046% | 6.4229e-07
[5 empty] | 0.18 | -0.66707 | 0.21867 | 0.21524 | 6.2934e-05 | 0.003398% | 0.5044% | 1.7143e-07 |  |  |  | 0.18 | -0.66707 | 0.21867 | 0.21524 | 7.7467e-05 | 0.008366% | 0.5044% | 4.2202e-07 |  |  | 0.18 | -0.66707 | 0.21867 | 0.21524 | 8.286e-05 | 0.01342% | 0.5044% | 6.7709e-07
[5 empty] | 0.185 | -0.6444 | 0.22244 | 0.22678 | 6.6306e-05 | 0.00358% | 0.5043% | 1.8056e-07 |  |  |  | 0.185 | -0.6444 | 0.22244 | 0.22678 | 8.1618e-05 | 0.008814% | 0.5043% | 4.4449e-07 |  |  | 0.185 | -0.6444 | 0.22244 | 0.22678 | 8.73e-05 | 0.01414% | 0.5043% | 7.1313e-07
[5 empty] | 0.19 | -0.62211 | 0.22614 | 0.23872 | 6.9799e-05 | 0.003769% | 0.5041% | 1.9001e-07 |  |  |  | 0.19 | -0.62211 | 0.22614 | 0.23872 | 8.5917e-05 | 0.009279% | 0.5041% | 4.6775e-07 |  |  | 0.19 | -0.62211 | 0.22614 | 0.23872 | 9.1898e-05 | 0.01489% | 0.5041% | 7.5045e-07
[5 empty] | 0.195 | -0.60018 | 0.22976 | 0.25109 | 7.3415e-05 | 0.003964% | 0.504% | 1.9979e-07 |  |  |  | 0.195 | -0.60018 | 0.22976 | 0.25109 | 9.0367e-05 | 0.009759% | 0.504% | 4.9183e-07 |  |  | 0.195 | -0.60018 | 0.22976 | 0.25109 | 9.6659e-05 | 0.01566% | 0.504% | 7.8909e-07
[5 empty] | 0.2 | -0.57858 | 0.2333 | 0.26389 | 7.7158e-05 | 0.004166% | 0.5038% | 2.0991e-07 |  |  |  | 0.2 | -0.57858 | 0.2333 | 0.26389 | 9.4975e-05 | 0.01026% | 0.5038% | 5.1676e-07 |  |  | 0.2 | -0.57858 | 0.2333 | 0.26389 | 0.00010159 | 0.01646% | 0.5038% | 8.2908e-07
[5 empty] | 0.205 | -0.55731 | 0.23677 | 0.27714 | 8.1031e-05 | 0.004376% | 0.5037% | 2.2039e-07 |  |  |  | 0.205 | -0.55731 | 0.23677 | 0.27714 | 9.9743e-05 | 0.01077% | 0.5037% | 5.4255e-07 |  |  | 0.205 | -0.55731 | 0.23677 | 0.27714 | 0.00010669 | 0.01728% | 0.5037% | 8.7046e-07
[5 empty] | 0.21 | -0.53634 | 0.24017 | 0.29084 | 8.5039e-05 | 0.004592% | 0.5036% | 2.3123e-07 |  |  |  | 0.21 | -0.53634 | 0.24017 | 0.29084 | 0.00010468 | 0.0113% | 0.5036% | 5.6924e-07 |  |  | 0.21 | -0.53634 | 0.24017 | 0.29084 | 0.00011196 | 0.01814% | 0.5036% | 9.1328e-07
[5 empty] | 0.215 | -0.51567 | 0.24349 | 0.30502 | 8.9185e-05 | 0.004816% | 0.5034% | 2.4245e-07 |  |  |  | 0.215 | -0.51567 | 0.24349 | 0.30502 | 0.00010978 | 0.01186% | 0.5034% | 5.9684e-07 |  |  | 0.215 | -0.51567 | 0.24349 | 0.30502 | 0.00011742 | 0.01902% | 0.5034% | 9.5756e-07
[5 empty] | 0.22 | -0.49527 | 0.24674 | 0.31969 | 9.3474e-05 | 0.005047% | 0.5033% | 2.5405e-07 |  |  |  | 0.22 | -0.49527 | 0.24674 | 0.31969 | 0.00011506 | 0.01243% | 0.5033% | 6.254e-07 |  |  | 0.22 | -0.49527 | 0.24674 | 0.31969 | 0.00012307 | 0.01994% | 0.5033% | 1.0034e-06
[5 empty] | 0.225 | -0.47513 | 0.24993 | 0.33486 | 9.791e-05 | 0.005287% | 0.5032% | 2.6604e-07 |  |  |  | 0.225 | -0.47513 | 0.24993 | 0.33486 | 0.00012052 | 0.01302% | 0.5032% | 6.5492e-07 |  |  | 0.225 | -0.47513 | 0.24993 | 0.33486 | 0.00012891 | 0.02088% | 0.5032% | 1.0507e-06
[5 empty] | 0.23 | -0.45525 | 0.25304 | 0.35055 | 0.0001025 | 0.005535% | 0.5031% | 2.7844e-07 |  |  |  | 0.23 | -0.45525 | 0.25304 | 0.35055 | 0.00012616 | 0.01362% | 0.5031% | 6.8545e-07 |  |  | 0.23 | -0.45525 | 0.25304 | 0.35055 | 0.00013495 | 0.02186% | 0.5031% | 1.0997e-06
[5 empty] | 0.235 | -0.43561 | 0.25608 | 0.36677 | 0.00010724 | 0.005791% | 0.503% | 2.9126e-07 |  |  |  | 0.235 | -0.43561 | 0.25608 | 0.36677 | 0.000132 | 0.01426% | 0.503% | 7.1701e-07 |  |  | 0.235 | -0.43561 | 0.25608 | 0.36677 | 0.00014119 | 0.02287% | 0.503% | 1.1503e-06
[5 empty] | 0.24 | -0.4162 | 0.25906 | 0.38353 | 0.00011214 | 0.006055% | 0.5029% | 3.0452e-07 |  |  |  | 0.24 | -0.4162 | 0.25906 | 0.38353 | 0.00013804 | 0.01491% | 0.5029% | 7.4963e-07 |  |  | 0.24 | -0.4162 | 0.25906 | 0.38353 | 0.00014765 | 0.02392% | 0.5029% | 1.2027e-06
[5 empty] | 0.245 | -0.39701 | 0.26197 | 0.40086 | 0.00011721 | 0.006329% | 0.5028% | 3.1821e-07 |  |  |  | 0.245 | -0.39701 | 0.26197 | 0.40086 | 0.00014427 | 0.01558% | 0.5028% | 7.8335e-07 |  |  | 0.245 | -0.39701 | 0.26197 | 0.40086 | 0.00015432 | 0.025% | 0.5028% | 1.2568e-06
[5 empty] | 0.25 | -0.37802 | 0.26481 | 0.41877 | 0.00012244 | 0.006612% | 0.5027% | 3.3237e-07 |  |  |  | 0.25 | -0.37802 | 0.26481 | 0.41877 | 0.00015072 | 0.01628% | 0.5027% | 8.1819e-07 |  |  | 0.25 | -0.37802 | 0.26481 | 0.41877 | 0.00016121 | 0.02611% | 0.5027% | 1.3127e-06
[5 empty] | 0.255 | -0.35924 | 0.26759 | 0.43728 | 0.00012786 | 0.006904% | 0.5026% | 3.4699e-07 |  |  |  | 0.255 | -0.35924 | 0.26759 | 0.43728 | 0.00015738 | 0.017% | 0.5026% | 8.542e-07 |  |  | 0.255 | -0.35924 | 0.26759 | 0.43728 | 0.00016834 | 0.02727% | 0.5026% | 1.3704e-06
[5 empty] | 0.26 | -0.34065 | 0.2703 | 0.4564 | 0.00013345 | 0.007206% | 0.5025% | 3.6211e-07 |  |  |  | 0.26 | -0.34065 | 0.2703 | 0.4564 | 0.00016426 | 0.01774% | 0.5025% | 8.914e-07 |  |  | 0.26 | -0.34065 | 0.2703 | 0.4564 | 0.0001757 | 0.02846% | 0.5025% | 1.4301e-06
[5 empty] | 0.265 | -0.32224 | 0.27295 | 0.47616 | 0.00013922 | 0.007518% | 0.5024% | 3.7772e-07 |  |  |  | 0.265 | -0.32224 | 0.27295 | 0.47616 | 0.00017137 | 0.01851% | 0.5024% | 9.2984e-07 |  |  | 0.265 | -0.32224 | 0.27295 | 0.47616 | 0.00018331 | 0.02969% | 0.5024% | 1.4918e-06
[5 empty] | 0.27 | -0.30401 | 0.27554 | 0.49658 | 0.00014519 | 0.00784% | 0.5024% | 3.9385e-07 |  |  |  | 0.27 | -0.30401 | 0.27554 | 0.49658 | 0.00017872 | 0.0193% | 0.5024% | 9.6954e-07 |  |  | 0.27 | -0.30401 | 0.27554 | 0.49658 | 0.00019116 | 0.03096% | 0.5024% | 1.5555e-06
[5 empty] | 0.275 | -0.28595 | 0.27806 | 0.51767 | 0.00015136 | 0.008173% | 0.5023% | 4.1051e-07 |  |  |  | 0.275 | -0.28595 | 0.27806 | 0.51767 | 0.00018631 | 0.02012% | 0.5023% | 1.0106e-06 |  |  | 0.275 | -0.28595 | 0.27806 | 0.51767 | 0.00019928 | 0.03228% | 0.5023% | 1.6213e-06
[5 empty] | 0.28 | -0.26805 | 0.28052 | 0.53945 | 0.00015773 | 0.008517% | 0.5022% | 4.2772e-07 |  |  |  | 0.28 | -0.26805 | 0.28052 | 0.53945 | 0.00019415 | 0.02097% | 0.5022% | 1.0529e-06 |  |  | 0.28 | -0.26805 | 0.28052 | 0.53945 | 0.00020767 | 0.03364% | 0.5022% | 1.6892e-06
[5 empty] | 0.285 | -0.2503 | 0.28292 | 0.56196 | 0.00016431 | 0.008872% | 0.5021% | 4.455e-07 |  |  |  | 0.285 | -0.2503 | 0.28292 | 0.56196 | 0.00020225 | 0.02184% | 0.5021% | 1.0967e-06 |  |  | 0.285 | -0.2503 | 0.28292 | 0.56196 | 0.00021633 | 0.03504% | 0.5021% | 1.7594e-06
[5 empty] | 0.29 | -0.2327 | 0.28525 | 0.5852 | 0.0001711 | 0.009239% | 0.502% | 4.6386e-07 |  |  |  | 0.29 | -0.2327 | 0.28525 | 0.5852 | 0.00021062 | 0.02274% | 0.502% | 1.1419e-06 |  |  | 0.29 | -0.2327 | 0.28525 | 0.5852 | 0.00022528 | 0.03649% | 0.502% | 1.8319e-06
[5 empty] | 0.295 | -0.21524 | 0.28753 | 0.6092 | 0.00017812 | 0.009618% | 0.502% | 4.8281e-07 |  |  |  | 0.295 | -0.21524 | 0.28753 | 0.6092 | 0.00021926 | 0.02368% | 0.502% | 1.1885e-06 |  |  | 0.295 | -0.21524 | 0.28753 | 0.6092 | 0.00023452 | 0.03799% | 0.502% | 1.9068e-06
[5 empty] | 0.3 | -0.19792 | 0.28974 | 0.63399 | 0.00018537 | 0.01001% | 0.5019% | 5.0239e-07 |  |  |  | 0.3 | -0.19792 | 0.28974 | 0.63399 | 0.00022818 | 0.02464% | 0.5019% | 1.2367e-06 |  |  | 0.3 | -0.19792 | 0.28974 | 0.63399 | 0.00024406 | 0.03953% | 0.5019% | 1.9841e-06
[5 empty] | 0.305 | -0.18072 | 0.2919 | 0.65959 | 0.00019286 | 0.01041% | 0.5018% | 5.2261e-07 |  |  |  | 0.305 | -0.18072 | 0.2919 | 0.65959 | 0.00023739 | 0.02563% | 0.5018% | 1.2865e-06 |  |  | 0.305 | -0.18072 | 0.2919 | 0.65959 | 0.00025392 | 0.04113% | 0.5018% | 2.0639e-06
[5 empty] | 0.31 | -0.16366 | 0.29399 | 0.68603 | 0.00020059 | 0.01083% | 0.5018% | 5.4349e-07 |  |  |  | 0.31 | -0.16366 | 0.29399 | 0.68603 | 0.00024691 | 0.02666% | 0.5018% | 1.3379e-06 |  |  | 0.31 | -0.16366 | 0.29399 | 0.68603 | 0.0002641 | 0.04277% | 0.5018% | 2.1464e-06
[5 empty] | 0.315 | -0.14671 | 0.29603 | 0.71333 | 0.00020857 | 0.01126% | 0.5017% | 5.6504e-07 |  |  |  | 0.315 | -0.14671 | 0.29603 | 0.71333 | 0.00025673 | 0.02772% | 0.5017% | 1.3909e-06 |  |  | 0.315 | -0.14671 | 0.29603 | 0.71333 | 0.00027461 | 0.04448% | 0.5017% | 2.2315e-06
[5 empty] | 0.32 | -0.12987 | 0.29801 | 0.74152 | 0.00021681 | 0.01171% | 0.5017% | 5.873e-07 |  |  |  | 0.32 | -0.12987 | 0.29801 | 0.74152 | 0.00026688 | 0.02882% | 0.5017% | 1.4457e-06 |  |  | 0.32 | -0.12987 | 0.29801 | 0.74152 | 0.00028546 | 0.04623% | 0.5017% | 2.3194e-06
[5 empty] | 0.325 | -0.11315 | 0.29993 | 0.77064 | 0.00022532 | 0.01217% | 0.5016% | 6.1029e-07 |  |  |  | 0.325 | -0.11315 | 0.29993 | 0.77064 | 0.00027736 | 0.02995% | 0.5016% | 1.5023e-06 |  |  | 0.325 | -0.11315 | 0.29993 | 0.77064 | 0.00029667 | 0.04805% | 0.5016% | 2.4101e-06
[5 empty] | 0.33 | -0.096532 | 0.30179 | 0.8007 | 0.00023411 | 0.01264% | 0.5015% | 6.3402e-07 |  |  |  | 0.33 | -0.096532 | 0.30179 | 0.8007 | 0.00028818 | 0.03112% | 0.5015% | 1.5607e-06 |  |  | 0.33 | -0.096532 | 0.30179 | 0.8007 | 0.00030824 | 0.04992% | 0.5015% | 2.5038e-06
[5 empty] | 0.335 | -0.080014 | 0.30359 | 0.83174 | 0.00024319 | 0.01313% | 0.5015% | 6.5852e-07 |  |  |  | 0.335 | -0.080014 | 0.30359 | 0.83174 | 0.00029935 | 0.03232% | 0.5015% | 1.621e-06 |  |  | 0.335 | -0.080014 | 0.30359 | 0.83174 | 0.00032019 | 0.05186% | 0.5015% | 2.6006e-06
[5 empty] | 0.34 | -0.063592 | 0.30534 | 0.86379 | 0.00025256 | 0.01364% | 0.5014% | 6.8382e-07 |  |  |  | 0.34 | -0.063592 | 0.30534 | 0.86379 | 0.00031088 | 0.03357% | 0.5014% | 1.6833e-06 |  |  | 0.34 | -0.063592 | 0.30534 | 0.86379 | 0.00033253 | 0.05386% | 0.5014% | 2.7004e-06
[5 empty] | 0.345 | -0.047262 | 0.30703 | 0.89689 | 0.00026224 | 0.01416% | 0.5014% | 7.0994e-07 |  |  |  | 0.345 | -0.047262 | 0.30703 | 0.89689 | 0.00032279 | 0.03486% | 0.5014% | 1.7476e-06 |  |  | 0.345 | -0.047262 | 0.30703 | 0.89689 | 0.00034527 | 0.05592% | 0.5014% | 2.8036e-06
[5 empty] | 0.35 | -0.031021 | 0.30867 | 0.93106 | 0.00027223 | 0.0147% | 0.5013% | 7.3691e-07 |  |  |  | 0.35 | -0.031021 | 0.30867 | 0.93106 | 0.0003351 | 0.03618% | 0.5013% | 1.814e-06 |  |  | 0.35 | -0.031021 | 0.30867 | 0.93106 | 0.00035843 | 0.05805% | 0.5013% | 2.9101e-06
[5 empty] | 0.355 | -0.014864 | 0.31024 | 0.96635 | 0.00028255 | 0.01526% | 0.5013% | 7.6476e-07 |  |  |  | 0.355 | -0.014864 | 0.31024 | 0.96635 | 0.0003478 | 0.03755% | 0.5013% | 1.8825e-06 |  |  | 0.355 | -0.014864 | 0.31024 | 0.96635 | 0.00037201 | 0.06025% | 0.5013% | 3.02e-06
[5 empty] | 0.36 | 0.0012132 | 0.31176 | 1.0028 | 0.00029321 | 0.01583% | 0.5012% | 7.9352e-07 |  |  |  | 0.36 | 0.0012132 | 0.31176 | 1.0028 | 0.00036091 | 0.03897% | 0.5012% | 1.9533e-06 |  |  | 0.36 | 0.0012132 | 0.31176 | 1.0028 | 0.00038604 | 0.06252% | 0.5012% | 3.1336e-06
[5 empty] | 0.365 | 0.017213 | 0.31323 | 1.0404 | 0.00030421 | 0.01643% | 0.5012% | 8.2321e-07 |  |  |  | 0.365 | 0.017213 | 0.31323 | 1.0404 | 0.00037446 | 0.04043% | 0.5012% | 2.0264e-06 |  |  | 0.365 | 0.017213 | 0.31323 | 1.0404 | 0.00040053 | 0.06486% | 0.5012% | 3.2508e-06
[5 empty] | 0.37 | 0.03314 | 0.31464 | 1.0793 | 0.00031557 | 0.01704% | 0.5011% | 8.5388e-07 |  |  |  | 0.37 | 0.03314 | 0.31464 | 1.0793 | 0.00038844 | 0.04194% | 0.5011% | 2.1018e-06 |  |  | 0.37 | 0.03314 | 0.31464 | 1.0793 | 0.00041549 | 0.06729% | 0.5011% | 3.3718e-06
[5 empty] | 0.375 | 0.048997 | 0.316 | 1.1194 | 0.00032731 | 0.01767% | 0.5011% | 8.8554e-07 |  |  |  | 0.375 | 0.048997 | 0.316 | 1.1194 | 0.00040289 | 0.0435% | 0.5011% | 2.1798e-06 |  |  | 0.375 | 0.048997 | 0.316 | 1.1194 | 0.00043094 | 0.06979% | 0.5011% | 3.4968e-06
[5 empty] | 0.38 | 0.064787 | 0.3173 | 1.1609 | 0.00033943 | 0.01833% | 0.501% | 9.1824e-07 |  |  |  | 0.38 | 0.064787 | 0.3173 | 1.1609 | 0.00041781 | 0.04511% | 0.501% | 2.2603e-06 |  |  | 0.38 | 0.064787 | 0.3173 | 1.1609 | 0.0004469 | 0.07237% | 0.501% | 3.6259e-06
[5 empty] | 0.385 | 0.080514 | 0.31854 | 1.2037 | 0.00035194 | 0.019% | 0.501% | 9.5201e-07 |  |  |  | 0.385 | 0.080514 | 0.31854 | 1.2037 | 0.00043321 | 0.04678% | 0.501% | 2.3434e-06 |  |  | 0.385 | 0.080514 | 0.31854 | 1.2037 | 0.00046338 | 0.07504% | 0.501% | 3.7592e-06
[5 empty] | 0.39 | 0.096181 | 0.31973 | 1.2479 | 0.00036487 | 0.0197% | 0.5009% | 9.8688e-07 |  |  |  | 0.39 | 0.096181 | 0.31973 | 1.2479 | 0.00044913 | 0.04849% | 0.5009% | 2.4292e-06 |  |  | 0.39 | 0.096181 | 0.31973 | 1.2479 | 0.0004804 | 0.07779% | 0.5009% | 3.8969e-06
[5 empty] | 0.395 | 0.11179 | 0.32087 | 1.2936 | 0.00037823 | 0.02042% | 0.5009% | 1.0229e-06 |  |  |  | 0.395 | 0.11179 | 0.32087 | 1.2936 | 0.00046556 | 0.05027% | 0.5009% | 2.5178e-06 |  |  | 0.395 | 0.11179 | 0.32087 | 1.2936 | 0.00049798 | 0.08064% | 0.5009% | 4.0391e-06
[5 empty] | 0.4 | 0.12735 | 0.32195 | 1.3407 | 0.00039202 | 0.02117% | 0.5008% | 1.0601e-06 |  |  |  | 0.4 | 0.12735 | 0.32195 | 1.3407 | 0.00048254 | 0.0521% | 0.5008% | 2.6094e-06 |  |  | 0.4 | 0.12735 | 0.32195 | 1.3407 | 0.00051614 | 0.08358% | 0.5008% | 4.186e-06
[5 empty] | 0.405 | 0.14285 | 0.32298 | 1.3895 | 0.00040627 | 0.02194% | 0.5008% | 1.0985e-06 |  |  |  | 0.405 | 0.14285 | 0.32298 | 1.3895 | 0.00050008 | 0.05399% | 0.5008% | 2.704e-06 |  |  | 0.405 | 0.14285 | 0.32298 | 1.3895 | 0.0005349 | 0.08662% | 0.5008% | 4.3377e-06
[5 empty] | 0.41 | 0.15831 | 0.32396 | 1.4398 | 0.00042099 | 0.02273% | 0.5007% | 1.1382e-06 |  |  |  | 0.41 | 0.15831 | 0.32396 | 1.4398 | 0.0005182 | 0.05595% | 0.5007% | 2.8017e-06 |  |  | 0.41 | 0.15831 | 0.32396 | 1.4398 | 0.00055428 | 0.08975% | 0.5007% | 4.4944e-06
[5 empty] | 0.415 | 0.17372 | 0.32488 | 1.4918 | 0.0004362 | 0.02355% | 0.5007% | 1.1792e-06 |  |  |  | 0.415 | 0.17372 | 0.32488 | 1.4918 | 0.00053692 | 0.05797% | 0.5007% | 2.9026e-06 |  |  | 0.415 | 0.17372 | 0.32488 | 1.4918 | 0.0005743 | 0.09299% | 0.5007% | 4.6562e-06
[5 empty] | 0.42 | 0.18909 | 0.32574 | 1.5456 | 0.00045191 | 0.0244% | 0.5007% | 1.2216e-06 |  |  |  | 0.42 | 0.18909 | 0.32574 | 1.5456 | 0.00055626 | 0.06006% | 0.5007% | 3.0069e-06 |  |  | 0.42 | 0.18909 | 0.32574 | 1.5456 | 0.00059499 | 0.09634% | 0.5007% | 4.8235e-06
[5 empty] | 0.425 | 0.20442 | 0.32656 | 1.6011 | 0.00046815 | 0.02528% | 0.5006% | 1.2654e-06 |  |  |  | 0.425 | 0.20442 | 0.32656 | 1.6011 | 0.00057625 | 0.06222% | 0.5006% | 3.1146e-06 |  |  | 0.425 | 0.20442 | 0.32656 | 1.6011 | 0.00061637 | 0.0998% | 0.5006% | 4.9963e-06
[5 empty] | 0.43 | 0.21971 | 0.32732 | 1.6585 | 0.00048493 | 0.02618% | 0.5006% | 1.3106e-06 |  |  |  | 0.43 | 0.21971 | 0.32732 | 1.6585 | 0.0005969 | 0.06444% | 0.5006% | 3.2259e-06 |  |  | 0.43 | 0.21971 | 0.32732 | 1.6585 | 0.00063846 | 0.1034% | 0.5006% | 5.1748e-06
[5 empty] | 0.435 | 0.23497 | 0.32803 | 1.7178 | 0.00050227 | 0.02712% | 0.5005% | 1.3574e-06 |  |  |  | 0.435 | 0.23497 | 0.32803 | 1.7178 | 0.00061825 | 0.06675% | 0.5005% | 3.341e-06 |  |  | 0.435 | 0.23497 | 0.32803 | 1.7178 | 0.00066129 | 0.1071% | 0.5005% | 5.3593e-06
[5 empty] | 0.44 | 0.2502 | 0.32868 | 1.7791 | 0.00052019 | 0.02809% | 0.5005% | 1.4057e-06 |  |  |  | 0.44 | 0.2502 | 0.32868 | 1.7791 | 0.00064031 | 0.06913% | 0.5005% | 3.4599e-06 |  |  | 0.44 | 0.2502 | 0.32868 | 1.7791 | 0.00068489 | 0.1109% | 0.5005% | 5.55e-06
[5 empty] | 0.445 | 0.2654 | 0.32929 | 1.8425 | 0.00053871 | 0.02909% | 0.5005% | 1.4556e-06 |  |  |  | 0.445 | 0.2654 | 0.32929 | 1.8425 | 0.00066311 | 0.07159% | 0.5005% | 3.5828e-06 |  |  | 0.445 | 0.2654 | 0.32929 | 1.8425 | 0.00070928 | 0.1148% | 0.5005% | 5.7471e-06
[5 empty] | 0.45 | 0.28057 | 0.32984 | 1.908 | 0.00055787 | 0.03012% | 0.5004% | 1.5072e-06 |  |  |  | 0.45 | 0.28057 | 0.32984 | 1.908 | 0.00068669 | 0.07413% | 0.5004% | 3.7098e-06 |  |  | 0.45 | 0.28057 | 0.32984 | 1.908 | 0.0007345 | 0.1189% | 0.5004% | 5.9508e-06
[5 empty] | 0.455 | 0.29572 | 0.33033 | 1.9757 | 0.00057767 | 0.03119% | 0.5004% | 1.5606e-06 |  |  |  | 0.455 | 0.29572 | 0.33033 | 1.9757 | 0.00071106 | 0.07677% | 0.5004% | 3.8411e-06 |  |  | 0.455 | 0.29572 | 0.33033 | 1.9757 | 0.00076057 | 0.1231% | 0.5004% | 6.1614e-06
[5 empty] | 0.46 | 0.31084 | 0.33078 | 2.0457 | 0.00059814 | 0.03229% | 0.5003% | 1.6158e-06 |  |  |  | 0.46 | 0.31084 | 0.33078 | 2.0457 | 0.00073626 | 0.07948% | 0.5003% | 3.9769e-06 |  |  | 0.46 | 0.31084 | 0.33078 | 2.0457 | 0.00078752 | 0.1275% | 0.5003% | 6.3791e-06
[5 empty] | 0.465 | 0.32595 | 0.33117 | 2.1181 | 0.00061931 | 0.03344% | 0.5003% | 1.6728e-06 |  |  |  | 0.465 | 0.32595 | 0.33117 | 2.1181 | 0.00076232 | 0.0823% | 0.5003% | 4.1172e-06 |  |  | 0.465 | 0.32595 | 0.33117 | 2.1181 | 0.0008154 | 0.132% | 0.5003% | 6.6042e-06
[5 empty] | 0.47 | 0.34104 | 0.33151 | 2.193 | 0.00064121 | 0.03462% | 0.5002% | 1.7318e-06 |  |  |  | 0.47 | 0.34104 | 0.33151 | 2.193 | 0.00078928 | 0.08521% | 0.5002% | 4.2624e-06 |  |  | 0.47 | 0.34104 | 0.33151 | 2.193 | 0.00084423 | 0.1367% | 0.5002% | 6.837e-06
[5 empty] | 0.475 | 0.35612 | 0.3318 | 2.2705 | 0.00066386 | 0.03584% | 0.5002% | 1.7929e-06 |  |  |  | 0.475 | 0.35612 | 0.3318 | 2.2705 | 0.00081716 | 0.08821% | 0.5002% | 4.4125e-06 |  |  | 0.475 | 0.35612 | 0.3318 | 2.2705 | 0.00087405 | 0.1415% | 0.5002% | 7.0778e-06
[5 empty] | 0.48 | 0.37118 | 0.33203 | 2.3506 | 0.00068729 | 0.03711% | 0.5002% | 1.856e-06 |  |  |  | 0.48 | 0.37118 | 0.33203 | 2.3506 | 0.000846 | 0.09133% | 0.5002% | 4.5679e-06 |  |  | 0.48 | 0.37118 | 0.33203 | 2.3506 | 0.0009049 | 0.1465% | 0.5002% | 7.3268e-06
[5 empty] | 0.485 | 0.38623 | 0.33222 | 2.4335 | 0.00071153 | 0.03842% | 0.5001% | 1.9213e-06 |  |  |  | 0.485 | 0.38623 | 0.33222 | 2.4335 | 0.00087584 | 0.09455% | 0.5001% | 4.7285e-06 |  |  | 0.485 | 0.38623 | 0.33222 | 2.4335 | 0.00093682 | 0.1516% | 0.5001% | 7.5844e-06
[5 empty] | 0.49 | 0.40128 | 0.33235 | 2.5193 | 0.00073662 | 0.03977% | 0.5001% | 1.9888e-06 |  |  |  | 0.49 | 0.40128 | 0.33235 | 2.5193 | 0.00090671 | 0.09788% | 0.5001% | 4.8948e-06 |  |  | 0.49 | 0.40128 | 0.33235 | 2.5193 | 0.00096984 | 0.157% | 0.5001% | 7.851e-06
[5 empty] | 0.495 | 0.41632 | 0.33243 | 2.6081 | 0.00076258 | 0.04117% | 0.5001% | 2.0587e-06 |  |  |  | 0.495 | 0.41632 | 0.33243 | 2.6081 | 0.00093867 | 0.1013% | 0.5001% | 5.0668e-06 |  |  | 0.495 | 0.41632 | 0.33243 | 2.6081 | 0.001004 | 0.1625% | 0.5001% | 8.1268e-06
[5 empty] | 0.5 | 0.43136 | 0.33245 | 2.7 | 0.00078945 | 0.04262% | 0.5% | 2.1311e-06 |  |  |  | 0.5 | 0.43136 | 0.33245 | 2.7 | 0.00097175 | 0.1049% | 0.5% | 5.2448e-06 |  |  | 0.5 | 0.43136 | 0.33245 | 2.7 | 0.0010394 | 0.1682% | 0.5% | 8.4123e-06
[5 empty] | 0.505 | 0.4464 | 0.33243 | 2.7951 | 0.00081727 | 0.04412% | 0.5% | 2.206e-06 |  |  |  | 0.505 | 0.4464 | 0.33243 | 2.7951 | 0.001006 | 0.1086% | 0.5% | 5.4291e-06 |  |  | 0.505 | 0.4464 | 0.33243 | 2.7951 | 0.001076 | 0.1742% | 0.5% | 8.7078e-06
[5 empty] | 0.51 | 0.46145 | 0.33235 | 2.8937 | 0.00084607 | 0.04568% | 0.4999% | 2.2836e-06 |  |  |  | 0.51 | 0.46145 | 0.33235 | 2.8937 | 0.0010414 | 0.1124% | 0.4999% | 5.6199e-06 |  |  | 0.51 | 0.46145 | 0.33235 | 2.8937 | 0.001114 | 0.1803% | 0.4999% | 9.0137e-06
[5 empty] | 0.515 | 0.47649 | 0.33222 | 2.9957 | 0.0008759 | 0.04729% | 0.4999% | 2.3639e-06 |  |  |  | 0.515 | 0.47649 | 0.33222 | 2.9957 | 0.0010782 | 0.1164% | 0.4999% | 5.8174e-06 |  |  | 0.515 | 0.47649 | 0.33222 | 2.9957 | 0.0011532 | 0.1866% | 0.4999% | 9.3304e-06
[5 empty] | 0.52 | 0.49155 | 0.33203 | 3.1013 | 0.00090679 | 0.04895% | 0.4999% | 2.447e-06 |  |  |  | 0.52 | 0.49155 | 0.33203 | 3.1013 | 0.0011162 | 0.1205% | 0.4999% | 6.022e-06 |  |  | 0.52 | 0.49155 | 0.33203 | 3.1013 | 0.0011939 | 0.1932% | 0.4999% | 9.6585e-06
[5 empty] | 0.525 | 0.50661 | 0.3318 | 3.2108 | 0.0009388 | 0.05068% | 0.4998% | 2.5332e-06 |  |  |  | 0.525 | 0.50661 | 0.3318 | 3.2108 | 0.0011556 | 0.1247% | 0.4998% | 6.234e-06 |  |  | 0.525 | 0.50661 | 0.3318 | 3.2108 | 0.001236 | 0.2% | 0.4998% | 9.9982e-06
[5 empty] | 0.53 | 0.52169 | 0.33151 | 3.3242 | 0.00097196 | 0.05247% | 0.4998% | 2.6224e-06 |  |  |  | 0.53 | 0.52169 | 0.33151 | 3.3242 | 0.0011964 | 0.1291% | 0.4998% | 6.4535e-06 |  |  | 0.53 | 0.52169 | 0.33151 | 3.3242 | 0.0012797 | 0.2071% | 0.4998% | 1.035e-05
[5 empty] | 0.535 | 0.53678 | 0.33117 | 3.4417 | 0.0010063 | 0.05433% | 0.4997% | 2.7149e-06 |  |  |  | 0.535 | 0.53678 | 0.33117 | 3.4417 | 0.0012387 | 0.1337% | 0.4997% | 6.681e-06 |  |  | 0.535 | 0.53678 | 0.33117 | 3.4417 | 0.0013249 | 0.2144% | 0.4997% | 1.0715e-05
[5 empty] | 0.54 | 0.55188 | 0.33078 | 3.5636 | 0.0010419 | 0.05625% | 0.4997% | 2.8108e-06 |  |  |  | 0.54 | 0.55188 | 0.33078 | 3.5636 | 0.0012825 | 0.1384% | 0.4997% | 6.9168e-06 |  |  | 0.54 | 0.55188 | 0.33078 | 3.5636 | 0.0013718 | 0.222% | 0.4997% | 1.1093e-05
[5 empty] | 0.545 | 0.56701 | 0.33033 | 3.6899 | 0.0010789 | 0.05824% | 0.4997% | 2.9101e-06 |  |  |  | 0.545 | 0.56701 | 0.33033 | 3.6899 | 0.001328 | 0.1433% | 0.4997% | 7.1612e-06 |  |  | 0.545 | 0.56701 | 0.33033 | 3.6899 | 0.0014205 | 0.2299% | 0.4997% | 1.1485e-05
[5 empty] | 0.55 | 0.58216 | 0.32984 | 3.8208 | 0.0011172 | 0.06031% | 0.4996% | 3.0131e-06 |  |  |  | 0.55 | 0.58216 | 0.32984 | 3.8208 | 0.0013751 | 0.1484% | 0.4996% | 7.4145e-06 |  |  | 0.55 | 0.58216 | 0.32984 | 3.8208 | 0.0014709 | 0.238% | 0.4996% | 1.1891e-05
[5 empty] | 0.555 | 0.59733 | 0.32929 | 3.9567 | 0.0011569 | 0.06245% | 0.4996% | 3.12e-06 |  |  |  | 0.555 | 0.59733 | 0.32929 | 3.9567 | 0.001424 | 0.1537% | 0.4996% | 7.6773e-06 |  |  | 0.555 | 0.59733 | 0.32929 | 3.9567 | 0.0015232 | 0.2464% | 0.4996% | 1.2312e-05
[5 empty] | 0.56 | 0.61253 | 0.32868 | 4.0976 | 0.0011981 | 0.06468% | 0.4995% | 3.2308e-06 |  |  |  | 0.56 | 0.61253 | 0.32868 | 4.0976 | 0.0014747 | 0.1591% | 0.4995% | 7.9499e-06 |  |  | 0.56 | 0.61253 | 0.32868 | 4.0976 | 0.0015774 | 0.2552% | 0.4995% | 1.2749e-05
[5 empty] | 0.565 | 0.62775 | 0.32803 | 4.2438 | 0.0012408 | 0.06698% | 0.4995% | 3.3457e-06 |  |  |  | 0.565 | 0.62775 | 0.32803 | 4.2438 | 0.0015274 | 0.1648% | 0.4995% | 8.2326e-06 |  |  | 0.565 | 0.62775 | 0.32803 | 4.2438 | 0.0016337 | 0.2643% | 0.4995% | 1.3202e-05
[5 empty] | 0.57 | 0.64301 | 0.32732 | 4.3955 | 0.0012852 | 0.06938% | 0.4995% | 3.4651e-06 |  |  |  | 0.57 | 0.64301 | 0.32732 | 4.3955 | 0.001582 | 0.1707% | 0.4995% | 8.5261e-06 |  |  | 0.57 | 0.64301 | 0.32732 | 4.3955 | 0.0016921 | 0.2737% | 0.4995% | 1.3672e-05
[5 empty] | 0.575 | 0.65831 | 0.32656 | 4.5531 | 0.0013313 | 0.07186% | 0.4994% | 3.5889e-06 |  |  |  | 0.575 | 0.65831 | 0.32656 | 4.5531 | 0.0016387 | 0.1768% | 0.4994% | 8.8307e-06 |  |  | 0.575 | 0.65831 | 0.32656 | 4.5531 | 0.0017528 | 0.2835% | 0.4994% | 1.4161e-05
[5 empty] | 0.58 | 0.67364 | 0.32574 | 4.7167 | 0.0013791 | 0.07444% | 0.4994% | 3.7175e-06 |  |  |  | 0.58 | 0.67364 | 0.32574 | 4.7167 | 0.0016976 | 0.1832% | 0.4994% | 9.1469e-06 |  |  | 0.58 | 0.67364 | 0.32574 | 4.7167 | 0.0018157 | 0.2937% | 0.4994% | 1.4667e-05
[5 empty] | 0.585 | 0.68901 | 0.32488 | 4.8866 | 0.0014288 | 0.07712% | 0.4993% | 3.851e-06 |  |  |  | 0.585 | 0.68901 | 0.32488 | 4.8866 | 0.0017587 | 0.1898% | 0.4993% | 9.4752e-06 |  |  | 0.585 | 0.68901 | 0.32488 | 4.8866 | 0.0018812 | 0.3043% | 0.4993% | 1.5194e-05
[5 empty] | 0.59 | 0.70442 | 0.32396 | 5.0631 | 0.0014804 | 0.07991% | 0.4993% | 3.9897e-06 |  |  |  | 0.59 | 0.70442 | 0.32396 | 5.0631 | 0.0018222 | 0.1966% | 0.4993% | 9.8164e-06 |  |  | 0.59 | 0.70442 | 0.32396 | 5.0631 | 0.0019491 | 0.3153% | 0.4993% | 1.574e-05
[5 empty] | 0.595 | 0.71988 | 0.32298 | 5.2466 | 0.001534 | 0.0828% | 0.4992% | 4.1339e-06 |  |  |  | 0.595 | 0.71988 | 0.32298 | 5.2466 | 0.0018883 | 0.2037% | 0.4992% | 1.0171e-05 |  |  | 0.595 | 0.71988 | 0.32298 | 5.2466 | 0.0020197 | 0.3267% | 0.4992% | 1.6308e-05
[5 empty] | 0.6 | 0.73538 | 0.32195 | 5.4373 | 0.0015898 | 0.08581% | 0.4992% | 4.2837e-06 |  |  |  | 0.6 | 0.73538 | 0.32195 | 5.4373 | 0.0019569 | 0.2111% | 0.4992% | 1.0539e-05 |  |  | 0.6 | 0.73538 | 0.32195 | 5.4373 | 0.0020931 | 0.3385% | 0.4992% | 1.6899e-05
[5 empty] | 0.605 | 0.75094 | 0.32087 | 5.6356 | 0.0016478 | 0.08894% | 0.4992% | 4.4395e-06 |  |  |  | 0.605 | 0.75094 | 0.32087 | 5.6356 | 0.0020283 | 0.2188% | 0.4992% | 1.0922e-05 |  |  | 0.605 | 0.75094 | 0.32087 | 5.6356 | 0.0021695 | 0.3508% | 0.4992% | 1.7512e-05
[5 empty] | 0.61 | 0.76655 | 0.31973 | 5.8418 | 0.0017081 | 0.09219% | 0.4991% | 4.6014e-06 |  |  |  | 0.61 | 0.76655 | 0.31973 | 5.8418 | 0.0021025 | 0.2268% | 0.4991% | 1.132e-05 |  |  | 0.61 | 0.76655 | 0.31973 | 5.8418 | 0.0022489 | 0.3637% | 0.4991% | 1.815e-05
[5 empty] | 0.615 | 0.78221 | 0.31854 | 6.0564 | 0.0017708 | 0.09558% | 0.4991% | 4.7699e-06 |  |  |  | 0.615 | 0.78221 | 0.31854 | 6.0564 | 0.0021797 | 0.2351% | 0.4991% | 1.1735e-05 |  |  | 0.615 | 0.78221 | 0.31854 | 6.0564 | 0.0023315 | 0.377% | 0.4991% | 1.8814e-05
[5 empty] | 0.62 | 0.79794 | 0.3173 | 6.2797 | 0.0018361 | 0.0991% | 0.499% | 4.9453e-06 |  |  |  | 0.62 | 0.79794 | 0.3173 | 6.2797 | 0.0022601 | 0.2438% | 0.499% | 1.2166e-05 |  |  | 0.62 | 0.79794 | 0.3173 | 6.2797 | 0.0024175 | 0.3909% | 0.499% | 1.9505e-05
[5 empty] | 0.625 | 0.81373 | 0.316 | 6.5122 | 0.0019041 | 0.1028% | 0.499% | 5.1278e-06 |  |  |  | 0.625 | 0.81373 | 0.316 | 6.5122 | 0.0023438 | 0.2528% | 0.499% | 1.2614e-05 |  |  | 0.625 | 0.81373 | 0.316 | 6.5122 | 0.002507 | 0.4053% | 0.499% | 2.0223e-05
[5 empty] | 0.63 | 0.82959 | 0.31464 | 6.7544 | 0.0019749 | 0.1066% | 0.4989% | 5.3179e-06 |  |  |  | 0.63 | 0.82959 | 0.31464 | 6.7544 | 0.002431 | 0.2622% | 0.4989% | 1.3082e-05 |  |  | 0.63 | 0.82959 | 0.31464 | 6.7544 | 0.0026002 | 0.4203% | 0.4989% | 2.0972e-05
[5 empty] | 0.635 | 0.84551 | 0.31323 | 7.0067 | 0.0020487 | 0.1106% | 0.4989% | 5.5159e-06 |  |  |  | 0.635 | 0.84551 | 0.31323 | 7.0067 | 0.0025218 | 0.272% | 0.4989% | 1.3568e-05 |  |  | 0.635 | 0.84551 | 0.31323 | 7.0067 | 0.0026973 | 0.436% | 0.4989% | 2.1751e-05
[5 empty] | 0.64 | 0.86151 | 0.31176 | 7.2697 | 0.0021256 | 0.1147% | 0.4988% | 5.7222e-06 |  |  |  | 0.64 | 0.86151 | 0.31176 | 7.2697 | 0.0026164 | 0.2822% | 0.4988% | 1.4075e-05 |  |  | 0.64 | 0.86151 | 0.31176 | 7.2697 | 0.0027986 | 0.4523% | 0.4988% | 2.2564e-05
[5 empty] | 0.645 | 0.87759 | 0.31024 | 7.5438 | 0.0022057 | 0.119% | 0.4988% | 5.9373e-06 |  |  |  | 0.645 | 0.87759 | 0.31024 | 7.5438 | 0.0027151 | 0.2928% | 0.4988% | 1.4604e-05 |  |  | 0.645 | 0.87759 | 0.31024 | 7.5438 | 0.0029041 | 0.4694% | 0.4988% | 2.341e-05
[5 empty] | 0.65 | 0.89375 | 0.30867 | 7.8298 | 0.0022893 | 0.1235% | 0.4987% | 6.1615e-06 |  |  |  | 0.65 | 0.89375 | 0.30867 | 7.8298 | 0.002818 | 0.3039% | 0.4987% | 1.5155e-05 |  |  | 0.65 | 0.89375 | 0.30867 | 7.8298 | 0.0030142 | 0.4871% | 0.4987% | 2.4293e-05
[5 empty] | 0.655 | 0.90999 | 0.30703 | 8.1281 | 0.0023766 | 0.1283% | 0.4987% | 6.3955e-06 |  |  |  | 0.655 | 0.90999 | 0.30703 | 8.1281 | 0.0029254 | 0.3154% | 0.4987% | 1.573e-05 |  |  | 0.655 | 0.90999 | 0.30703 | 8.1281 | 0.003129 | 0.5056% | 0.4987% | 2.5214e-05
[5 empty] | 0.66 | 0.92632 | 0.30534 | 8.4396 | 0.0024676 | 0.1332% | 0.4986% | 6.6397e-06 |  |  |  | 0.66 | 0.92632 | 0.30534 | 8.4396 | 0.0030374 | 0.3275% | 0.4986% | 1.633e-05 |  |  | 0.66 | 0.92632 | 0.30534 | 8.4396 | 0.0032489 | 0.5249% | 0.4986% | 2.6174e-05
[5 empty] | 0.665 | 0.94274 | 0.30359 | 8.7648 | 0.0025627 | 0.1383% | 0.4986% | 6.8946e-06 |  |  |  | 0.665 | 0.94274 | 0.30359 | 8.7648 | 0.0031545 | 0.3401% | 0.4986% | 1.6956e-05 |  |  | 0.665 | 0.94274 | 0.30359 | 8.7648 | 0.0033741 | 0.5451% | 0.4986% | 2.7177e-05
[5 empty] | 0.67 | 0.95926 | 0.30179 | 9.1046 | 0.0026621 | 0.1436% | 0.4985% | 7.1609e-06 |  |  |  | 0.67 | 0.95926 | 0.30179 | 9.1046 | 0.0032768 | 0.3533% | 0.4985% | 1.7611e-05 |  |  | 0.67 | 0.95926 | 0.30179 | 9.1046 | 0.0035049 | 0.5662% | 0.4985% | 2.8225e-05
[5 empty] | 0.675 | 0.97588 | 0.29993 | 9.4597 | 0.0027659 | 0.1492% | 0.4984% | 7.4392e-06 |  |  |  | 0.675 | 0.97588 | 0.29993 | 9.4597 | 0.0034046 | 0.367% | 0.4984% | 1.8294e-05 |  |  | 0.675 | 0.97588 | 0.29993 | 9.4597 | 0.0036417 | 0.5882% | 0.4984% | 2.9319e-05
[5 empty] | 0.68 | 0.9926 | 0.29801 | 9.8311 | 0.0028745 | 0.1551% | 0.4984% | 7.7301e-06 |  |  |  | 0.68 | 0.9926 | 0.29801 | 9.8311 | 0.0035383 | 0.3814% | 0.4984% | 1.9009e-05 |  |  | 0.68 | 0.9926 | 0.29801 | 9.8311 | 0.0037846 | 0.6112% | 0.4984% | 3.0463e-05
[5 empty] | 0.685 | 1.0094 | 0.29603 | 10.2196 | 0.0029881 | 0.1612% | 0.4983% | 8.0344e-06 |  |  |  | 0.685 | 1.0094 | 0.29603 | 10.2196 | 0.0036781 | 0.3964% | 0.4983% | 1.9756e-05 |  |  | 0.685 | 1.0094 | 0.29603 | 10.2196 | 0.0039342 | 0.6353% | 0.4983% | 3.1659e-05
[5 empty] | 0.69 | 1.0264 | 0.29399 | 10.6264 | 0.003107 | 0.1676% | 0.4983% | 8.3529e-06 |  |  |  | 0.69 | 1.0264 | 0.29399 | 10.6264 | 0.0038245 | 0.4122% | 0.4983% | 2.0538e-05 |  |  | 0.69 | 1.0264 | 0.29399 | 10.6264 | 0.0040908 | 0.6605% | 0.4983% | 3.2911e-05
[5 empty] | 0.695 | 1.0435 | 0.2919 | 11.0523 | 0.0032316 | 0.1744% | 0.4982% | 8.6863e-06 |  |  |  | 0.695 | 1.0435 | 0.2919 | 11.0523 | 0.0039778 | 0.4287% | 0.4982% | 2.1357e-05 |  |  | 0.695 | 1.0435 | 0.2919 | 11.0523 | 0.0042547 | 0.6869% | 0.4982% | 3.4222e-05
[5 empty] | 0.7 | 1.0606 | 0.28974 | 11.4986 | 0.0033621 | 0.1814% | 0.4981% | 9.0356e-06 |  |  |  | 0.7 | 1.0606 | 0.28974 | 11.4986 | 0.0041384 | 0.446% | 0.4981% | 2.2215e-05 |  |  | 0.7 | 1.0606 | 0.28974 | 11.4986 | 0.0044265 | 0.7145% | 0.4981% | 3.5594e-05
[5 empty] | 0.705 | 1.078 | 0.28753 | 11.9665 | 0.0034989 | 0.1888% | 0.4981% | 9.4017e-06 |  |  |  | 0.705 | 1.078 | 0.28753 | 11.9665 | 0.0043068 | 0.4641% | 0.4981% | 2.3113e-05 |  |  | 0.705 | 1.078 | 0.28753 | 11.9665 | 0.0046067 | 0.7435% | 0.4981% | 3.7032e-05
[5 empty] | 0.71 | 1.0954 | 0.28525 | 12.4573 | 0.0036424 | 0.1965% | 0.498% | 9.7856e-06 |  |  |  | 0.71 | 1.0954 | 0.28525 | 12.4573 | 0.0044835 | 0.483% | 0.498% | 2.4056e-05 |  |  | 0.71 | 1.0954 | 0.28525 | 12.4573 | 0.0047956 | 0.7739% | 0.498% | 3.854e-05
[5 empty] | 0.715 | 1.113 | 0.28292 | 12.9726 | 0.003793 | 0.2046% | 0.4979% | 1.0188e-05 |  |  |  | 0.715 | 1.113 | 0.28292 | 12.9726 | 0.0046689 | 0.503% | 0.4979% | 2.5045e-05 |  |  | 0.715 | 1.113 | 0.28292 | 12.9726 | 0.004994 | 0.8058% | 0.4979% | 4.0122e-05
[5 empty] | 0.72 | 1.1308 | 0.28052 | 13.5137 | 0.0039512 | 0.2131% | 0.4979% | 1.0612e-05 |  |  |  | 0.72 | 1.1308 | 0.28052 | 13.5137 | 0.0048637 | 0.5239% | 0.4979% | 2.6083e-05 |  |  | 0.72 | 1.1308 | 0.28052 | 13.5137 | 0.0052023 | 0.8392% | 0.4979% | 4.1782e-05
[5 empty] | 0.725 | 1.1487 | 0.27806 | 14.0824 | 0.0041175 | 0.2221% | 0.4978% | 1.1056e-05 |  |  |  | 0.725 | 1.1487 | 0.27806 | 14.0824 | 0.0050683 | 0.5459% | 0.4978% | 2.7174e-05 |  |  | 0.725 | 1.1487 | 0.27806 | 14.0824 | 0.0054212 | 0.8744% | 0.4978% | 4.3526e-05
[5 empty] | 0.73 | 1.1667 | 0.27554 | 14.6804 | 0.0042924 | 0.2315% | 0.4977% | 1.1523e-05 |  |  |  | 0.73 | 1.1667 | 0.27554 | 14.6804 | 0.0052836 | 0.569% | 0.4977% | 2.832e-05 |  |  | 0.73 | 1.1667 | 0.27554 | 14.6804 | 0.0056514 | 0.9114% | 0.4977% | 4.536e-05
[5 empty] | 0.735 | 1.185 | 0.27295 | 15.3099 | 0.0044764 | 0.2414% | 0.4976% | 1.2015e-05 |  |  |  | 0.735 | 1.185 | 0.27295 | 15.3099 | 0.0055101 | 0.5933% | 0.4976% | 2.9526e-05 |  |  | 0.735 | 1.185 | 0.27295 | 15.3099 | 0.0058937 | 0.9502% | 0.4976% | 4.7288e-05
[5 empty] | 0.74 | 1.2034 | 0.2703 | 15.9727 | 0.0046702 | 0.2519% | 0.4976% | 1.2532e-05 |  |  |  | 0.74 | 1.2034 | 0.2703 | 15.9727 | 0.0057487 | 0.6189% | 0.4976% | 3.0795e-05 |  |  | 0.74 | 1.2034 | 0.2703 | 15.9727 | 0.0061489 | 0.9912% | 0.4976% | 4.9317e-05
[5 empty] | 0.745 | 1.222 | 0.26759 | 16.6713 | 0.0048745 | 0.2629% | 0.4975% | 1.3077e-05 |  |  |  | 0.745 | 1.222 | 0.26759 | 16.6713 | 0.0060001 | 0.6459% | 0.4975% | 3.2133e-05 |  |  | 0.745 | 1.222 | 0.26759 | 16.6713 | 0.0064178 | 1.034% | 0.4975% | 5.1454e-05
[5 empty] | 0.75 | 1.2408 | 0.26481 | 17.4081 | 0.0050899 | 0.2745% | 0.4974% | 1.3652e-05 |  |  |  | 0.75 | 1.2408 | 0.26481 | 17.4081 | 0.0062653 | 0.6744% | 0.4974% | 3.3542e-05 |  |  | 0.75 | 1.2408 | 0.26481 | 17.4081 | 0.0067015 | 1.08% | 0.4974% | 5.3706e-05
[5 empty] | 0.755 | 1.2597 | 0.26197 | 18.1859 | 0.0053173 | 0.2867% | 0.4973% | 1.4259e-05 |  |  |  | 0.755 | 1.2597 | 0.26197 | 18.1859 | 0.0065452 | 0.7044% | 0.4973% | 3.5029e-05 |  |  | 0.755 | 1.2597 | 0.26197 | 18.1859 | 0.0070009 | 1.128% | 0.4973% | 5.6082e-05
[5 empty] | 0.76 | 1.2789 | 0.25906 | 19.0076 | 0.0055576 | 0.2997% | 0.4972% | 1.4899e-05 |  |  |  | 0.76 | 1.2789 | 0.25906 | 19.0076 | 0.0068409 | 0.7361% | 0.4972% | 3.6599e-05 |  |  | 0.76 | 1.2789 | 0.25906 | 19.0076 | 0.0073172 | 1.178% | 0.4972% | 5.859e-05
[5 empty] | 0.765 | 1.2983 | 0.25608 | 19.8764 | 0.0058116 | 0.3133% | 0.4971% | 1.5576e-05 |  |  |  | 0.765 | 1.2983 | 0.25608 | 19.8764 | 0.0071536 | 0.7696% | 0.4971% | 3.8258e-05 |  |  | 0.765 | 1.2983 | 0.25608 | 19.8764 | 0.0076517 | 1.232% | 0.4971% | 6.124e-05
[5 empty] | 0.77 | 1.318 | 0.25304 | 20.796 | 0.0060805 | 0.3278% | 0.497% | 1.6292e-05 |  |  |  | 0.77 | 1.318 | 0.25304 | 20.796 | 0.0074846 | 0.8051% | 0.497% | 4.0013e-05 |  |  | 0.77 | 1.318 | 0.25304 | 20.796 | 0.0080057 | 1.289% | 0.497% | 6.4042e-05
[5 empty] | 0.775 | 1.3379 | 0.24993 | 21.7702 | 0.0063653 | 0.3431% | 0.4969% | 1.7051e-05 |  |  |  | 0.775 | 1.3379 | 0.24993 | 21.7702 | 0.0078352 | 0.8426% | 0.4969% | 4.187e-05 |  |  | 0.775 | 1.3379 | 0.24993 | 21.7702 | 0.0083807 | 1.349% | 0.4969% | 6.7007e-05
[5 empty] | 0.78 | 1.358 | 0.24674 | 22.8032 | 0.0066674 | 0.3594% | 0.4968% | 1.7854e-05 |  |  |  | 0.78 | 1.358 | 0.24674 | 22.8032 | 0.008207 | 0.8824% | 0.4968% | 4.3839e-05 |  |  | 0.78 | 1.358 | 0.24674 | 22.8032 | 0.0087784 | 1.412% | 0.4968% | 7.0149e-05
[5 empty] | 0.785 | 1.3784 | 0.24349 | 23.8998 | 0.006988 | 0.3766% | 0.4967% | 1.8707e-05 |  |  |  | 0.785 | 1.3784 | 0.24349 | 23.8998 | 0.0086017 | 0.9247% | 0.4967% | 4.5927e-05 |  |  | 0.785 | 1.3784 | 0.24349 | 23.8998 | 0.0092005 | 1.479% | 0.4967% | 7.348e-05
[5 empty] | 0.79 | 1.3991 | 0.24017 | 25.0651 | 0.0073287 | 0.395% | 0.4966% | 1.9613e-05 |  |  |  | 0.79 | 1.3991 | 0.24017 | 25.0651 | 0.0090211 | 0.9695% | 0.4966% | 4.8144e-05 |  |  | 0.79 | 1.3991 | 0.24017 | 25.0651 | 0.0096492 | 1.551% | 0.4966% | 7.7017e-05
[5 empty] | 0.795 | 1.42 | 0.23677 | 26.3049 | 0.0076912 | 0.4145% | 0.4964% | 2.0576e-05 |  |  |  | 0.795 | 1.42 | 0.23677 | 26.3049 | 0.0094673 | 1.017% | 0.4964% | 5.05e-05 |  |  | 0.795 | 1.42 | 0.23677 | 26.3049 | 0.010126 | 1.627% | 0.4964% | 8.0775e-05
[5 empty] | 0.8 | 1.4413 | 0.2333 | 27.6254 | 0.0080774 | 0.4352% | 0.4963% | 2.1601e-05 |  |  |  | 0.8 | 1.4413 | 0.2333 | 27.6254 | 0.0099426 | 1.068% | 0.4963% | 5.3008e-05 |  |  | 0.8 | 1.4413 | 0.2333 | 27.6254 | 0.010635 | 1.708% | 0.4963% | 8.4773e-05
[5 empty] | 0.805 | 1.4629 | 0.22976 | 29.0338 | 0.0084892 | 0.4574% | 0.4962% | 2.2693e-05 |  |  |  | 0.805 | 1.4629 | 0.22976 | 29.0338 | 0.010449 | 1.122% | 0.4962% | 5.568e-05 |  |  | 0.805 | 1.4629 | 0.22976 | 29.0338 | 0.011177 | 1.794% | 0.4962% | 8.9032e-05
[5 empty] | 0.81 | 1.4848 | 0.22614 | 30.5379 | 0.0089289 | 0.481% | 0.496% | 2.3859e-05 |  |  |  | 0.81 | 1.4848 | 0.22614 | 30.5379 | 0.010991 | 1.18% | 0.496% | 5.853e-05 |  |  | 0.81 | 1.4848 | 0.22614 | 30.5379 | 0.011756 | 1.886% | 0.496% | 9.3573e-05
[5 empty] | 0.815 | 1.5071 | 0.22244 | 32.1464 | 0.0093992 | 0.5063% | 0.4959% | 2.5105e-05 |  |  |  | 0.815 | 1.5071 | 0.22244 | 32.1464 | 0.01157 | 1.242% | 0.4959% | 6.1575e-05 |  |  | 0.815 | 1.5071 | 0.22244 | 32.1464 | 0.012375 | 1.985% | 0.4959% | 9.8423e-05
[5 empty] | 0.82 | 1.5298 | 0.21867 | 33.869 | 0.0099029 | 0.5333% | 0.4957% | 2.6438e-05 |  |  |  | 0.82 | 1.5298 | 0.21867 | 33.869 | 0.01219 | 1.308% | 0.4957% | 6.4833e-05 |  |  | 0.82 | 1.5298 | 0.21867 | 33.869 | 0.013038 | 2.09% | 0.4957% | 0.00010361
[5 empty] | 0.825 | 1.5529 | 0.21481 | 35.7167 | 0.010443 | 0.5623% | 0.4956% | 2.7867e-05 |  |  |  | 0.825 | 1.5529 | 0.21481 | 35.7167 | 0.012855 | 1.379% | 0.4956% | 6.8322e-05 |  |  | 0.825 | 1.5529 | 0.21481 | 35.7167 | 0.01375 | 2.203% | 0.4956% | 0.00010916
[5 empty] | 0.83 | 1.5764 | 0.21088 | 37.7018 | 0.011024 | 0.5935% | 0.4954% | 2.9401e-05 |  |  |  | 0.83 | 1.5764 | 0.21088 | 37.7018 | 0.013569 | 1.455% | 0.4954% | 7.2066e-05 |  |  | 0.83 | 1.5764 | 0.21088 | 37.7018 | 0.014514 | 2.324% | 0.4954% | 0.00011512
[5 empty] | 0.835 | 1.6003 | 0.20686 | 39.8383 | 0.011648 | 0.627% | 0.4952% | 3.105e-05 |  |  |  | 0.835 | 1.6003 | 0.20686 | 39.8383 | 0.014338 | 1.537% | 0.4952% | 7.609e-05 |  |  | 0.835 | 1.6003 | 0.20686 | 39.8383 | 0.015336 | 2.454% | 0.4952% | 0.00012151
[5 empty] | 0.84 | 1.6247 | 0.20276 | 42.1418 | 0.012322 | 0.6632% | 0.495% | 3.2826e-05 |  |  |  | 0.84 | 1.6247 | 0.20276 | 42.1418 | 0.015167 | 1.625% | 0.495% | 8.0422e-05 |  |  | 0.84 | 1.6247 | 0.20276 | 42.1418 | 0.016223 | 2.594% | 0.495% | 0.0001284
[5 empty] | 0.845 | 1.6496 | 0.19857 | 44.6303 | 0.013049 | 0.7022% | 0.4948% | 3.4743e-05 |  |  |  | 0.845 | 1.6496 | 0.19857 | 44.6303 | 0.016063 | 1.72% | 0.4948% | 8.5094e-05 |  |  | 0.845 | 1.6496 | 0.19857 | 44.6303 | 0.017181 | 2.745% | 0.4948% | 0.00013582
[5 empty] | 0.85 | 1.6751 | 0.1943 | 47.3243 | 0.013837 | 0.7444% | 0.4946% | 3.6816e-05 |  |  |  | 0.85 | 1.6751 | 0.1943 | 47.3243 | 0.017032 | 1.823% | 0.4946% | 9.0142e-05 |  |  | 0.85 | 1.6751 | 0.1943 | 47.3243 | 0.018218 | 2.908% | 0.4946% | 0.00014383
[5 empty] | 0.855 | 1.7011 | 0.18994 | 50.247 | 0.014692 | 0.7902% | 0.4943% | 3.9062e-05 |  |  |  | 0.855 | 1.7011 | 0.18994 | 50.247 | 0.018084 | 1.934% | 0.4943% | 9.5609e-05 |  |  | 0.855 | 1.7011 | 0.18994 | 50.247 | 0.019343 | 3.085% | 0.4943% | 0.0001525
[5 empty] | 0.86 | 1.7277 | 0.18548 | 53.4253 | 0.015621 | 0.84% | 0.4941% | 4.1501e-05 |  |  |  | 0.86 | 1.7277 | 0.18548 | 53.4253 | 0.019228 | 2.055% | 0.4941% | 0.00010154 |  |  | 0.86 | 1.7277 | 0.18548 | 53.4253 | 0.020567 | 3.277% | 0.4941% | 0.0001619
[5 empty] | 0.865 | 1.755 | 0.18093 | 56.8904 | 0.016634 | 0.8942% | 0.4938% | 4.4156e-05 |  |  |  | 0.865 | 1.755 | 0.18093 | 56.8904 | 0.020475 | 2.187% | 0.4938% | 0.000108 |  |  | 0.865 | 1.755 | 0.18093 | 56.8904 | 0.021901 | 3.486% | 0.4938% | 0.00017212
[5 empty] | 0.87 | 1.783 | 0.17629 | 60.6783 | 0.017742 | 0.9535% | 0.4935% | 4.7054e-05 |  |  |  | 0.87 | 1.783 | 0.17629 | 60.6783 | 0.021838 | 2.331% | 0.4935% | 0.00011503 |  |  | 0.87 | 1.783 | 0.17629 | 60.6783 | 0.023359 | 3.713% | 0.4935% | 0.00018326
[5 empty] | 0.875 | 1.8118 | 0.17154 | 64.831 | 0.018956 | 1.018% | 0.4932% | 5.0226e-05 |  |  |  | 0.875 | 1.8118 | 0.17154 | 64.831 | 0.023333 | 2.488% | 0.4932% | 0.00012273 |  |  | 0.875 | 1.8118 | 0.17154 | 64.831 | 0.024958 | 3.962% | 0.4932% | 0.00019543
[5 empty] | 0.88 | 1.8413 | 0.1667 | 69.3982 | 0.020291 | 1.09% | 0.4928% | 5.3708e-05 |  |  |  | 0.88 | 1.8413 | 0.1667 | 69.3982 | 0.024977 | 2.661% | 0.4928% | 0.00013117 |  |  | 0.88 | 1.8413 | 0.1667 | 69.3982 | 0.026716 | 4.236% | 0.4928% | 0.00020875
[5 empty] | 0.885 | 1.8718 | 0.16175 | 74.4379 | 0.021765 | 1.168% | 0.4925% | 5.7542e-05 |  |  |  | 0.885 | 1.8718 | 0.16175 | 74.4379 | 0.026791 | 2.852% | 0.4925% | 0.00014045 |  |  | 0.885 | 1.8718 | 0.16175 | 74.4379 | 0.028656 | 4.536% | 0.4925% | 0.0002234
[5 empty] | 0.89 | 1.9032 | 0.1567 | 80.0198 | 0.023397 | 1.255% | 0.4921% | 6.1779e-05 |  |  |  | 0.89 | 1.9032 | 0.1567 | 80.0198 | 0.0288 | 3.062% | 0.4921% | 0.0001507 |  |  | 0.89 | 1.9032 | 0.1567 | 80.0198 | 0.030805 | 4.868% | 0.4921% | 0.00023954
[5 empty] | 0.895 | 1.9356 | 0.15153 | 86.2268 | 0.025212 | 1.352% | 0.4916% | 6.6479e-05 |  |  |  | 0.895 | 1.9356 | 0.15153 | 86.2268 | 0.031034 | 3.296% | 0.4916% | 0.00016205 |  |  | 0.895 | 1.9356 | 0.15153 | 86.2268 | 0.033194 | 5.235% | 0.4916% | 0.00025739
[5 empty] | 0.9 | 1.9692 | 0.14625 | 93.1592 | 0.027239 | 1.46% | 0.4912% | 7.1714e-05 |  |  |  | 0.9 | 1.9692 | 0.14625 | 93.1592 | 0.033529 | 3.556% | 0.4912% | 0.00017467 |  |  | 0.9 | 1.9692 | 0.14625 | 93.1592 | 0.035863 | 5.644% | 0.4912% | 0.00027722
[5 empty] | 0.905 | 2.0041 | 0.14085 | 100.9389 | 0.029513 | 1.581% | 0.4906% | 7.7571e-05 |  |  |  | 0.905 | 2.0041 | 0.14085 | 100.9389 | 0.036329 | 3.848% | 0.4906% | 0.00018877 |  |  | 0.905 | 2.0041 | 0.14085 | 100.9389 | 0.038858 | 6.101% | 0.4906% | 0.00029932
[5 empty] | 0.91 | 2.0403 | 0.13533 | 109.716 | 0.03208 | 1.717% | 0.49% | 8.4157e-05 |  |  |  | 0.91 | 2.0403 | 0.13533 | 109.716 | 0.039487 | 4.175% | 0.49% | 0.00020459 |  |  | 0.91 | 2.0403 | 0.13533 | 109.716 | 0.042237 | 6.614% | 0.49% | 0.00032408
[5 empty] | 0.915 | 2.078 | 0.12967 | 119.6763 | 0.034992 | 1.872% | 0.4894% | 9.1602e-05 |  |  |  | 0.915 | 2.078 | 0.12967 | 119.6763 | 0.043072 | 4.545% | 0.4894% | 0.00022243 |  |  | 0.915 | 2.078 | 0.12967 | 119.6763 | 0.046071 | 7.192% | 0.4894% | 0.00035195
[5 empty] | 0.92 | 2.1174 | 0.12389 | 131.0538 | 0.038319 | 2.048% | 0.4886% | 0.00010007 |  |  |  | 0.92 | 2.1174 | 0.12389 | 131.0538 | 0.047167 | 4.966% | 0.4886% | 0.00024268 |  |  | 0.92 | 2.1174 | 0.12389 | 131.0538 | 0.050451 | 7.848% | 0.4886% | 0.00038348
[5 empty] | 0.925 | 2.1588 | 0.11796 | 144.1456 | 0.042147 | 2.25% | 0.4878% | 0.00010976 |  |  |  | 0.925 | 2.1588 | 0.11796 | 144.1456 | 0.051879 | 5.449% | 0.4878% | 0.00026579 |  |  | 0.925 | 2.1588 | 0.11796 | 144.1456 | 0.055491 | 8.597% | 0.4878% | 0.00041938
[5 empty] | 0.93 | 2.2023 | 0.11189 | 159.3357 | 0.046588 | 2.484% | 0.4868% | 0.00012095 |  |  |  | 0.93 | 2.2023 | 0.11189 | 159.3357 | 0.057346 | 6.005% | 0.4868% | 0.00029238 |  |  | 0.93 | 2.2023 | 0.11189 | 159.3357 | 0.061338 | 9.459% | 0.4868% | 0.00046052
[5 empty] | 0.935 | 2.2483 | 0.10566 | 177.1275 | 0.05179 | 2.758% | 0.4858% | 0.00013397 |  |  |  | 0.935 | 2.2483 | 0.10566 | 177.1275 | 0.063749 | 6.653% | 0.4858% | 0.00032319 |  |  | 0.935 | 2.2483 | 0.10566 | 177.1275 | 0.068188 | 10.46% | 0.4858% | 0.00050801
[5 empty] | 0.94 | 2.2971 | 0.099269 | 198.1947 | 0.05795 | 3.081% | 0.4845% | 0.00014926 |  |  |  | 0.94 | 2.2971 | 0.099269 | 198.1947 | 0.071331 | 7.415% | 0.4845% | 0.00035923 |  |  | 0.94 | 2.2971 | 0.099269 | 198.1947 | 0.076298 | 11.63% | 0.4845% | 0.00056332
[5 empty] | 0.945 | 2.3492 | 0.092701 | 223.4578 | 0.065336 | 3.467% | 0.483% | 0.00016744 |  |  |  | 0.945 | 2.3492 | 0.092701 | 223.4578 | 0.080424 | 8.319% | 0.483% | 0.00040183 |  |  | 0.945 | 2.3492 | 0.092701 | 223.4578 | 0.086023 | 13.01% | 0.483% | 0.00062831
[5 empty] | 0.95 | 2.4052 | 0.085946 | 254.2074 | 0.074327 | 3.934% | 0.4812% | 0.00018933 |  |  |  | 0.95 | 2.4052 | 0.085946 | 254.2074 | 0.091491 | 9.409% | 0.4812% | 0.00045277 |  |  | 0.95 | 2.4052 | 0.085946 | 254.2074 | 0.097861 | 14.66% | 0.4812% | 0.00070552
[5 empty] | 0.955 | 2.4658 | 0.078989 | 292.3082 | 0.085468 | 4.51% | 0.4791% | 0.00021609 |  |  |  | 0.955 | 2.4658 | 0.078989 | 292.3082 | 0.1052 | 10.74% | 0.4791% | 0.00051456 |  |  | 0.955 | 2.4658 | 0.078989 | 292.3082 | 0.11253 | 16.66% | 0.4791% | 0.00079838
[5 empty] | 0.96 | 2.5322 | 0.071811 | 340.5548 | 0.099574 | 5.235% | 0.4764% | 0.00024942 |  |  |  | 0.96 | 2.5322 | 0.071811 | 340.5548 | 0.12257 | 12.4% | 0.4764% | 0.00059072 |  |  | 0.96 | 2.5322 | 0.071811 | 340.5548 | 0.1311 | 19.13% | 0.4764% | 0.00091165
[5 empty] | 0.965 | 2.6057 | 0.064392 | 403.3263 | 0.11793 | 6.17% | 0.4731% | 0.00029187 |  |  |  | 0.965 | 2.6057 | 0.064392 | 403.3263 | 0.14516 | 14.51% | 0.4731% | 0.00068645 |  |  | 0.965 | 2.6057 | 0.064392 | 403.3263 | 0.15527 | 22.24% | 0.4731% | 0.0010521
[5 empty] | 0.97 | 2.6883 | 0.056702 | 487.8835 | 0.14265 | 7.414% | 0.4687% | 0.00034749 |  |  |  | 0.97 | 2.6883 | 0.056702 | 487.8835 | 0.17559 | 17.27% | 0.4687% | 0.00080963 |  |  | 0.97 | 2.6883 | 0.056702 | 487.8835 | 0.18782 | 26.23% | 0.4687% | 0.0012295
[5 empty] | 0.975 | 2.7833 | 0.048704 | 607.1843 | 0.17753 | 9.142% | 0.4627% | 0.00042299 |  |  |  | 0.975 | 2.7833 | 0.048704 | 607.1843 | 0.21853 | 21.02% | 0.4627% | 0.00097275 |  |  | 0.975 | 2.7833 | 0.048704 | 607.1843 | 0.23374 | 31.52% | 0.4627% | 0.0014586
[5 empty] | 0.98 | 2.8959 | 0.040348 | 786.7966 | 0.23005 | 11.68% | 0.4541% | 0.00053047 |  |  |  | 0.98 | 2.8959 | 0.040348 | 786.7966 | 0.28317 | 26.35% | 0.4541% | 0.0011965 |  |  | 0.98 | 2.8959 | 0.040348 | 786.7966 | 0.30289 | 38.78% | 0.4541% | 0.0017609
[5 empty] | 0.985 | 3.0355 | 0.031559 | 1085.1061 | 0.31727 | 15.75% | 0.4406% | 0.00069373 |  |  |  | 0.985 | 3.0355 | 0.031559 | 1085.1061 | 0.39054 | 34.41% | 0.4406% | 0.0015162 |  |  | 0.985 | 3.0355 | 0.031559 | 1085.1061 | 0.41773 | 49.17% | 0.4406% | 0.0021665
[5 empty] | 0.99 | 3.223 | 0.02221 | 1671.0183 | 0.48859 | 23.19% | 0.4165% | 0.00096577 |  |  |  | 0.99 | 3.223 | 0.02221 | 1671.0183 | 0.60141 | 47.77% | 0.4165% | 0.0019894 |  |  | 0.99 | 3.223 | 0.02221 | 1671.0183 | 0.64328 | 64.73% | 0.4165% | 0.0026957
[5 empty] | 0.995 | 3.5224 | 0.01205 | 3329.346 | 0.97346 | 40.88% | 0.3607% | 0.0014749 |  |  |  | 0.995 | 3.5224 | 0.01205 | 3329.346 | 1.1983 | 72.59% | 0.3607% | 0.0026185 |  |  | 0.995 | 3.5224 | 0.01205 | 3329.346 | 1.2817 | 87.46% | 0.3607% | 0.0031551
Air Exchange Rate | AER | 3 | hr-1 |  | CoV-2: Standing, Speaking | 1 | hr | 0.43136 | 1.2 |  |  | R(ERq) |  |  |  | CoV-2: Standing, Speaking | 2 | hr | 0.43136 | 1.2 |  |  | R(ERq) |  |  | CoV-2: Standing, Speaking | 3 | hr | 0.43136 | 1.2 |  |  | R(ERq)
Particle Deposition Rate | k | 0.24 | hr-1 |  | Percentile Increment | log10ERq | pdf log10ERq | ERq | Avg quanta/m3 | PI(ERq) | PERq | PI(ERq)*PERq | Risk = | 0.0065139 |  | Percentile Increment | log10ERq | pdf log10ERq | ERq | Avg quanta/m3 | PI(ERq) | PERq | PI(ERq)*PERq | Risk = | 0.013941 | Percentile Increment | log10ERq | pdf log10ERq | ERq | Avg quanta/m3 | PI(ERq) | PERq | PI(ERq)*PERq | Risk = | 0.020389
Viral Inactivation Rate | λ | 0.63 | hr-1 |  | 0.005 | -2.6596 | 0.01205 | 0.0021896 | 5.283e-07 | 2.853e-05% |  | 0 | Percentile = | 0.85 |  | 0.005 | -2.6596 | 0.01205 | 0.0021896 | 6.1591e-07 | 6.652e-05% |  | 0 | Percentile = | 0.845 | 0.005 | -2.6596 | 0.01205 | 0.0021896 | 6.4633e-07 | 0.0001047% |  | 0 | Percentile = | 0.84
| IVRR | 3.87 |  |  | 0.01 | -2.3603 | 0.02221 | 0.0043626 | 1.0526e-06 | 5.684e-05% | 0.6649% | 3.7794e-09 | R(ERq)max = | 0.127% |  | 0.01 | -2.3603 | 0.02221 | 0.0043626 | 1.2271e-06 | 0.0001325% | 0.6649% | 8.8122e-09 | R(ERq)max = | 0.2295% | 0.01 | -2.3603 | 0.02221 | 0.0043626 | 1.2877e-06 | 0.0002086% | 0.6649% | 1.3871e-08 | R(ERq)max = | 0.2873%
[5 empty] | 0.015 | -2.1727 | 0.031559 | 0.0067182 | 1.621e-06 | 8.753e-05% | 0.5918% | 5.1797e-09 | PI 90% = | 1.206% |  | 0.015 | -2.1727 | 0.031559 | 0.0067182 | 1.8897e-06 | 0.0002041% | 0.5918% | 1.2077e-08 | PI 90% = | 2.79% | 0.015 | -2.1727 | 0.031559 | 0.0067182 | 1.9831e-06 | 0.0003213% | 0.5918% | 1.901e-08 | PI 90% = | 4.357%
[5 empty] | 0.02 | -2.0331 | 0.040348 | 0.0092654 | 2.2355e-06 | 0.0001207% | 0.5633% | 6.8001e-09 | Percentile = | 0.9 |  | 0.02 | -2.0331 | 0.040348 | 0.0092654 | 2.6062e-06 | 0.0002815% | 0.5633% | 1.5855e-08 | Percentile = | 0.9 | 0.02 | -2.0331 | 0.040348 | 0.0092654 | 2.7349e-06 | 0.0004431% | 0.5633% | 2.4958e-08 | Percentile = | 0.9
[5 empty] | 0.025 | -1.9206 | 0.048704 | 0.012006 | 2.8968e-06 | 0.0001564% | 0.5481% | 8.5743e-09 |  |  |  | 0.025 | -1.9206 | 0.048704 | 0.012006 | 3.3772e-06 | 0.0003647% | 0.5481% | 1.9992e-08 |  |  | 0.025 | -1.9206 | 0.048704 | 0.012006 | 3.544e-06 | 0.0005741% | 0.5481% | 3.1469e-08
[5 empty] | 0.03 | -1.8256 | 0.056702 | 0.014942 | 3.6052e-06 | 0.0001947% | 0.5387% | 1.0487e-08 |  |  |  | 0.03 | -1.8256 | 0.056702 | 0.014942 | 4.203e-06 | 0.0004539% | 0.5387% | 2.4452e-08 |  |  | 0.03 | -1.8256 | 0.056702 | 0.014942 | 4.4106e-06 | 0.0007145% | 0.5387% | 3.849e-08
[5 empty] | 0.035 | -1.7429 | 0.064392 | 0.018075 | 4.361e-06 | 0.0002355% | 0.5323% | 1.2534e-08 |  |  |  | 0.035 | -1.7429 | 0.064392 | 0.018075 | 5.0841e-06 | 0.0005491% | 0.5323% | 2.9226e-08 |  |  | 0.035 | -1.7429 | 0.064392 | 0.018075 | 5.3352e-06 | 0.0008643% | 0.5323% | 4.6003e-08
[5 empty] | 0.04 | -1.6695 | 0.071811 | 0.021406 | 5.1648e-06 | 0.0002789% | 0.5276% | 1.4715e-08 |  |  |  | 0.04 | -1.6695 | 0.071811 | 0.021406 | 6.0212e-06 | 0.0006503% | 0.5276% | 3.4309e-08 |  |  | 0.04 | -1.6695 | 0.071811 | 0.021406 | 6.3186e-06 | 0.001024% | 0.5276% | 5.4005e-08
[5 empty] | 0.045 | -1.6031 | 0.078989 | 0.024939 | 6.0173e-06 | 0.0003249% | 0.5241% | 1.7028e-08 |  |  |  | 0.045 | -1.6031 | 0.078989 | 0.024939 | 7.0151e-06 | 0.0007576% | 0.5241% | 3.9704e-08 |  |  | 0.045 | -1.6031 | 0.078989 | 0.024939 | 7.3615e-06 | 0.001193% | 0.5241% | 6.2498e-08
[5 empty] | 0.05 | -1.5425 | 0.085946 | 0.028677 | 6.9192e-06 | 0.0003736% | 0.5213% | 1.9477e-08 |  |  |  | 0.05 | -1.5425 | 0.085946 | 0.028677 | 8.0665e-06 | 0.0008712% | 0.5213% | 4.5414e-08 |  |  | 0.05 | -1.5425 | 0.085946 | 0.028677 | 8.4649e-06 | 0.001371% | 0.5213% | 7.1485e-08
[5 empty] | 0.055 | -1.4865 | 0.092701 | 0.032624 | 7.8713e-06 | 0.000425% | 0.5191% | 2.2063e-08 |  |  |  | 0.055 | -1.4865 | 0.092701 | 0.032624 | 9.1765e-06 | 0.0009911% | 0.5191% | 5.1442e-08 |  |  | 0.055 | -1.4865 | 0.092701 | 0.032624 | 9.6297e-06 | 0.00156% | 0.5191% | 8.0974e-08
[5 empty] | 0.06 | -1.4344 | 0.099269 | 0.036782 | 8.8746e-06 | 0.0004792% | 0.5172% | 2.4787e-08 |  |  |  | 0.06 | -1.4344 | 0.099269 | 0.036782 | 1.0346e-05 | 0.001117% | 0.5172% | 5.7794e-08 |  |  | 0.06 | -1.4344 | 0.099269 | 0.036782 | 1.0857e-05 | 0.001759% | 0.5172% | 9.0972e-08
[5 empty] | 0.065 | -1.3856 | 0.10566 | 0.041157 | 9.9302e-06 | 0.0005362% | 0.5157% | 2.7653e-08 |  |  |  | 0.065 | -1.3856 | 0.10566 | 0.041157 | 1.1577e-05 | 0.00125% | 0.5157% | 6.4476e-08 |  |  | 0.065 | -1.3856 | 0.10566 | 0.041157 | 1.2149e-05 | 0.001968% | 0.5157% | 1.0149e-07
[5 empty] | 0.07 | -1.3396 | 0.11189 | 0.045752 | 1.1039e-05 | 0.0005961% | 0.5144% | 3.0663e-08 |  |  |  | 0.07 | -1.3396 | 0.11189 | 0.045752 | 1.2869e-05 | 0.00139% | 0.5144% | 7.1495e-08 |  |  | 0.07 | -1.3396 | 0.11189 | 0.045752 | 1.3505e-05 | 0.002188% | 0.5144% | 1.1254e-07
[5 empty] | 0.075 | -1.2961 | 0.11796 | 0.050574 | 1.2202e-05 | 0.0006589% | 0.5133% | 3.3821e-08 |  |  |  | 0.075 | -1.2961 | 0.11796 | 0.050574 | 1.4226e-05 | 0.001536% | 0.5133% | 7.8857e-08 |  |  | 0.075 | -1.2961 | 0.11796 | 0.050574 | 1.4928e-05 | 0.002418% | 0.5133% | 1.2413e-07
[5 empty] | 0.08 | -1.2547 | 0.12389 | 0.055626 | 1.3421e-05 | 0.0007247% | 0.5123% | 3.7129e-08 |  |  |  | 0.08 | -1.2547 | 0.12389 | 0.055626 | 1.5647e-05 | 0.00169% | 0.5123% | 8.6571e-08 |  |  | 0.08 | -1.2547 | 0.12389 | 0.055626 | 1.642e-05 | 0.00266% | 0.5123% | 1.3627e-07
[5 empty] | 0.085 | -1.2153 | 0.12967 | 0.060914 | 1.4697e-05 | 0.0007936% | 0.5115% | 4.0591e-08 |  |  |  | 0.085 | -1.2153 | 0.12967 | 0.060914 | 1.7134e-05 | 0.00185% | 0.5115% | 9.4643e-08 |  |  | 0.085 | -1.2153 | 0.12967 | 0.060914 | 1.7981e-05 | 0.002913% | 0.5115% | 1.4898e-07
[5 empty] | 0.09 | -1.1775 | 0.13533 | 0.066444 | 1.6031e-05 | 0.0008657% | 0.5107% | 4.4211e-08 |  |  |  | 0.09 | -1.1775 | 0.13533 | 0.066444 | 1.869e-05 | 0.002018% | 0.5107% | 1.0308e-07 |  |  | 0.09 | -1.1775 | 0.13533 | 0.066444 | 1.9613e-05 | 0.003177% | 0.5107% | 1.6226e-07
[5 empty] | 0.095 | -1.1413 | 0.14085 | 0.072222 | 1.7425e-05 | 0.000941% | 0.51% | 4.7992e-08 |  |  |  | 0.095 | -1.1413 | 0.14085 | 0.072222 | 2.0315e-05 | 0.002194% | 0.51% | 1.119e-07 |  |  | 0.095 | -1.1413 | 0.14085 | 0.072222 | 2.1318e-05 | 0.003453% | 0.51% | 1.7614e-07
[5 empty] | 0.1 | -1.1065 | 0.14625 | 0.078253 | 1.8881e-05 | 0.00102% | 0.5094% | 5.1939e-08 |  |  |  | 0.1 | -1.1065 | 0.14625 | 0.078253 | 2.2011e-05 | 0.002377% | 0.5094% | 1.211e-07 |  |  | 0.1 | -1.1065 | 0.14625 | 0.078253 | 2.3099e-05 | 0.003742% | 0.5094% | 1.9062e-07
[5 empty] | 0.105 | -1.0729 | 0.15153 | 0.084544 | 2.0399e-05 | 0.001102% | 0.5089% | 5.6055e-08 |  |  |  | 0.105 | -1.0729 | 0.15153 | 0.084544 | 2.3781e-05 | 0.002568% | 0.5089% | 1.307e-07 |  |  | 0.105 | -1.0729 | 0.15153 | 0.084544 | 2.4956e-05 | 0.004043% | 0.5089% | 2.0573e-07
[5 empty] | 0.11 | -1.0405 | 0.1567 | 0.091102 | 2.1981e-05 | 0.001187% | 0.5084% | 6.0345e-08 |  |  |  | 0.11 | -1.0405 | 0.1567 | 0.091102 | 2.5626e-05 | 0.002768% | 0.5084% | 1.407e-07 |  |  | 0.11 | -1.0405 | 0.1567 | 0.091102 | 2.6891e-05 | 0.004356% | 0.5084% | 2.2147e-07
[5 empty] | 0.115 | -1.0091 | 0.16175 | 0.097934 | 2.3629e-05 | 0.001276% | 0.508% | 6.4813e-08 |  |  |  | 0.115 | -1.0091 | 0.16175 | 0.097934 | 2.7547e-05 | 0.002975% | 0.508% | 1.5112e-07 |  |  | 0.115 | -1.0091 | 0.16175 | 0.097934 | 2.8908e-05 | 0.004683% | 0.508% | 2.3787e-07
[5 empty] | 0.12 | -0.97862 | 0.1667 | 0.10505 | 2.5345e-05 | 0.001369% | 0.5075% | 6.9464e-08 |  |  |  | 0.12 | -0.97862 | 0.1667 | 0.10505 | 2.9548e-05 | 0.003191% | 0.5075% | 1.6196e-07 |  |  | 0.12 | -0.97862 | 0.1667 | 0.10505 | 3.1007e-05 | 0.005023% | 0.5075% | 2.5494e-07
[5 empty] | 0.125 | -0.94906 | 0.17154 | 0.11245 | 2.7131e-05 | 0.001465% | 0.5072% | 7.4302e-08 |  |  |  | 0.125 | -0.94906 | 0.17154 | 0.11245 | 3.1629e-05 | 0.003416% | 0.5072% | 1.7324e-07 |  |  | 0.125 | -0.94906 | 0.17154 | 0.11245 | 3.3192e-05 | 0.005377% | 0.5072% | 2.727e-07
[5 empty] | 0.13 | -0.92031 | 0.17629 | 0.12014 | 2.8987e-05 | 0.001565% | 0.5068% | 7.9334e-08 |  |  |  | 0.13 | -0.92031 | 0.17629 | 0.12014 | 3.3794e-05 | 0.00365% | 0.5068% | 1.8498e-07 |  |  | 0.13 | -0.92031 | 0.17629 | 0.12014 | 3.5463e-05 | 0.005745% | 0.5068% | 2.9116e-07
[5 empty] | 0.135 | -0.89231 | 0.18093 | 0.12814 | 3.0917e-05 | 0.00167% | 0.5065% | 8.4563e-08 |  |  |  | 0.135 | -0.89231 | 0.18093 | 0.12814 | 3.6044e-05 | 0.003893% | 0.5065% | 1.9717e-07 |  |  | 0.135 | -0.89231 | 0.18093 | 0.12814 | 3.7824e-05 | 0.006127% | 0.5065% | 3.1035e-07
[5 empty] | 0.14 | -0.86502 | 0.18548 | 0.13645 | 3.2923e-05 | 0.001778% | 0.5062% | 8.9995e-08 |  |  |  | 0.14 | -0.86502 | 0.18548 | 0.13645 | 3.8382e-05 | 0.004145% | 0.5062% | 2.0983e-07 |  |  | 0.14 | -0.86502 | 0.18548 | 0.13645 | 4.0278e-05 | 0.006525% | 0.5062% | 3.3029e-07
[5 empty] | 0.145 | -0.83838 | 0.18994 | 0.14508 | 3.5005e-05 | 0.00189% | 0.5059% | 9.5635e-08 |  |  |  | 0.145 | -0.83838 | 0.18994 | 0.14508 | 4.081e-05 | 0.004407% | 0.5059% | 2.2298e-07 |  |  | 0.145 | -0.83838 | 0.18994 | 0.14508 | 4.2825e-05 | 0.006937% | 0.5059% | 3.5099e-07
[5 empty] | 0.15 | -0.81236 | 0.1943 | 0.15404 | 3.7167e-05 | 0.002007% | 0.5057% | 1.0149e-07 |  |  |  | 0.15 | -0.81236 | 0.1943 | 0.15404 | 4.333e-05 | 0.00468% | 0.5057% | 2.3664e-07 |  |  | 0.15 | -0.81236 | 0.1943 | 0.15404 | 4.547e-05 | 0.007366% | 0.5057% | 3.7248e-07
[5 empty] | 0.155 | -0.7869 | 0.19857 | 0.16334 | 3.9411e-05 | 0.002128% | 0.5054% | 1.0757e-07 |  |  |  | 0.155 | -0.7869 | 0.19857 | 0.16334 | 4.5946e-05 | 0.004962% | 0.5054% | 2.508e-07 |  |  | 0.155 | -0.7869 | 0.19857 | 0.16334 | 4.8215e-05 | 0.00781% | 0.5054% | 3.9477e-07
[5 empty] | 0.16 | -0.76199 | 0.20276 | 0.17299 | 4.1738e-05 | 0.002254% | 0.5052% | 1.1387e-07 |  |  |  | 0.16 | -0.76199 | 0.20276 | 0.17299 | 4.8659e-05 | 0.005255% | 0.5052% | 2.6549e-07 |  |  | 0.16 | -0.76199 | 0.20276 | 0.17299 | 5.1062e-05 | 0.008272% | 0.5052% | 4.179e-07
[5 empty] | 0.165 | -0.73757 | 0.20686 | 0.18299 | 4.4151e-05 | 0.002384% | 0.505% | 1.204e-07 |  |  |  | 0.165 | -0.73757 | 0.20686 | 0.18299 | 5.1472e-05 | 0.005559% | 0.505% | 2.8072e-07 |  |  | 0.165 | -0.73757 | 0.20686 | 0.18299 | 5.4014e-05 | 0.00875% | 0.505% | 4.4188e-07
[5 empty] | 0.17 | -0.71363 | 0.21088 | 0.19336 | 4.6653e-05 | 0.002519% | 0.5048% | 1.2717e-07 |  |  |  | 0.17 | -0.71363 | 0.21088 | 0.19336 | 5.4389e-05 | 0.005874% | 0.5048% | 2.9652e-07 |  |  | 0.17 | -0.71363 | 0.21088 | 0.19336 | 5.7075e-05 | 0.009246% | 0.5048% | 4.6673e-07
[5 empty] | 0.175 | -0.69014 | 0.21481 | 0.20411 | 4.9246e-05 | 0.002659% | 0.5046% | 1.3419e-07 |  |  |  | 0.175 | -0.69014 | 0.21481 | 0.20411 | 5.7412e-05 | 0.0062% | 0.5046% | 3.1288e-07 |  |  | 0.175 | -0.69014 | 0.21481 | 0.20411 | 6.0248e-05 | 0.00976% | 0.5046% | 4.9249e-07
[5 empty] | 0.18 | -0.66707 | 0.21867 | 0.21524 | 5.1933e-05 | 0.002804% | 0.5044% | 1.4146e-07 |  |  |  | 0.18 | -0.66707 | 0.21867 | 0.21524 | 6.0544e-05 | 0.006539% | 0.5044% | 3.2983e-07 |  |  | 0.18 | -0.66707 | 0.21867 | 0.21524 | 6.3534e-05 | 0.01029% | 0.5044% | 5.1917e-07
[5 empty] | 0.185 | -0.6444 | 0.22244 | 0.22678 | 5.4716e-05 | 0.002955% | 0.5043% | 1.4899e-07 |  |  |  | 0.185 | -0.6444 | 0.22244 | 0.22678 | 6.3788e-05 | 0.006889% | 0.5043% | 3.4739e-07 |  |  | 0.185 | -0.6444 | 0.22244 | 0.22678 | 6.6939e-05 | 0.01084% | 0.5043% | 5.4681e-07
[5 empty] | 0.19 | -0.62211 | 0.22614 | 0.23872 | 5.7597e-05 | 0.00311% | 0.5041% | 1.5679e-07 |  |  |  | 0.19 | -0.62211 | 0.22614 | 0.23872 | 6.7148e-05 | 0.007252% | 0.5041% | 3.6557e-07 |  |  | 0.19 | -0.62211 | 0.22614 | 0.23872 | 7.0465e-05 | 0.01141% | 0.5041% | 5.7543e-07
[5 empty] | 0.195 | -0.60018 | 0.22976 | 0.25109 | 6.0581e-05 | 0.003271% | 0.504% | 1.6486e-07 |  |  |  | 0.195 | -0.60018 | 0.22976 | 0.25109 | 7.0627e-05 | 0.007627% | 0.504% | 3.844e-07 |  |  | 0.195 | -0.60018 | 0.22976 | 0.25109 | 7.4115e-05 | 0.01201% | 0.504% | 6.0506e-07
[5 empty] | 0.2 | -0.57858 | 0.2333 | 0.26389 | 6.367e-05 | 0.003438% | 0.5038% | 1.7322e-07 |  |  |  | 0.2 | -0.57858 | 0.2333 | 0.26389 | 7.4227e-05 | 0.008016% | 0.5038% | 4.0388e-07 |  |  | 0.2 | -0.57858 | 0.2333 | 0.26389 | 7.7893e-05 | 0.01262% | 0.5038% | 6.3572e-07
[5 empty] | 0.205 | -0.55731 | 0.23677 | 0.27714 | 6.6866e-05 | 0.003611% | 0.5037% | 1.8187e-07 |  |  |  | 0.205 | -0.55731 | 0.23677 | 0.27714 | 7.7954e-05 | 0.008419% | 0.5037% | 4.2404e-07 |  |  | 0.205 | -0.55731 | 0.23677 | 0.27714 | 8.1804e-05 | 0.01325% | 0.5037% | 6.6745e-07
[5 empty] | 0.21 | -0.53634 | 0.24017 | 0.29084 | 7.0174e-05 | 0.003789% | 0.5036% | 1.9081e-07 |  |  |  | 0.21 | -0.53634 | 0.24017 | 0.29084 | 8.181e-05 | 0.008835% | 0.5036% | 4.4489e-07 |  |  | 0.21 | -0.53634 | 0.24017 | 0.29084 | 8.585e-05 | 0.01391% | 0.5036% | 7.0028e-07
[5 empty] | 0.215 | -0.51567 | 0.24349 | 0.30502 | 7.3595e-05 | 0.003974% | 0.5034% | 2.0007e-07 |  |  |  | 0.215 | -0.51567 | 0.24349 | 0.30502 | 8.5799e-05 | 0.009266% | 0.5034% | 4.6647e-07 |  |  | 0.215 | -0.51567 | 0.24349 | 0.30502 | 9.0036e-05 | 0.01458% | 0.5034% | 7.3424e-07
[5 empty] | 0.22 | -0.49527 | 0.24674 | 0.31969 | 7.7134e-05 | 0.004165% | 0.5033% | 2.0964e-07 |  |  |  | 0.22 | -0.49527 | 0.24674 | 0.31969 | 8.9924e-05 | 0.009711% | 0.5033% | 4.8879e-07 |  |  | 0.22 | -0.49527 | 0.24674 | 0.31969 | 9.4366e-05 | 0.01529% | 0.5033% | 7.6937e-07
[5 empty] | 0.225 | -0.47513 | 0.24993 | 0.33486 | 8.0794e-05 | 0.004363% | 0.5032% | 2.1954e-07 |  |  |  | 0.225 | -0.47513 | 0.24993 | 0.33486 | 9.4192e-05 | 0.01017% | 0.5032% | 5.1186e-07 |  |  | 0.225 | -0.47513 | 0.24993 | 0.33486 | 9.8844e-05 | 0.01601% | 0.5032% | 8.0569e-07
[5 empty] | 0.23 | -0.45525 | 0.25304 | 0.35055 | 8.4579e-05 | 0.004567% | 0.5031% | 2.2977e-07 |  |  |  | 0.23 | -0.45525 | 0.25304 | 0.35055 | 9.8604e-05 | 0.01065% | 0.5031% | 5.3572e-07 |  |  | 0.23 | -0.45525 | 0.25304 | 0.35055 | 0.00010347 | 0.01676% | 0.5031% | 8.4325e-07
[5 empty] | 0.235 | -0.43561 | 0.25608 | 0.36677 | 8.8492e-05 | 0.004778% | 0.503% | 2.4035e-07 |  |  |  | 0.235 | -0.43561 | 0.25608 | 0.36677 | 0.00010317 | 0.01114% | 0.503% | 5.6039e-07 |  |  | 0.235 | -0.43561 | 0.25608 | 0.36677 | 0.00010826 | 0.01754% | 0.503% | 8.8207e-07
[5 empty] | 0.24 | -0.4162 | 0.25906 | 0.38353 | 9.2537e-05 | 0.004997% | 0.5029% | 2.5128e-07 |  |  |  | 0.24 | -0.4162 | 0.25906 | 0.38353 | 0.00010788 | 0.01165% | 0.5029% | 5.8589e-07 |  |  | 0.24 | -0.4162 | 0.25906 | 0.38353 | 0.00011321 | 0.01834% | 0.5029% | 9.222e-07
[5 empty] | 0.245 | -0.39701 | 0.26197 | 0.40086 | 9.6718e-05 | 0.005223% | 0.5028% | 2.6259e-07 |  |  |  | 0.245 | -0.39701 | 0.26197 | 0.40086 | 0.00011276 | 0.01218% | 0.5028% | 6.1224e-07 |  |  | 0.245 | -0.39701 | 0.26197 | 0.40086 | 0.00011832 | 0.01917% | 0.5028% | 9.6368e-07
[5 empty] | 0.25 | -0.37802 | 0.26481 | 0.41877 | 0.00010104 | 0.005456% | 0.5027% | 2.7427e-07 |  |  |  | 0.25 | -0.37802 | 0.26481 | 0.41877 | 0.00011779 | 0.01272% | 0.5027% | 6.3947e-07 |  |  | 0.25 | -0.37802 | 0.26481 | 0.41877 | 0.00012361 | 0.02002% | 0.5027% | 1.0065e-06
[5 empty] | 0.255 | -0.35924 | 0.26759 | 0.43728 | 0.00010551 | 0.005697% | 0.5026% | 2.8634e-07 |  |  |  | 0.255 | -0.35924 | 0.26759 | 0.43728 | 0.000123 | 0.01328% | 0.5026% | 6.6761e-07 |  |  | 0.255 | -0.35924 | 0.26759 | 0.43728 | 0.00012907 | 0.02091% | 0.5026% | 1.0508e-06
[5 empty] | 0.26 | -0.34065 | 0.2703 | 0.4564 | 0.00011012 | 0.005946% | 0.5025% | 2.9881e-07 |  |  |  | 0.26 | -0.34065 | 0.2703 | 0.4564 | 0.00012838 | 0.01386% | 0.5025% | 6.9669e-07 |  |  | 0.26 | -0.34065 | 0.2703 | 0.4564 | 0.00013472 | 0.02182% | 0.5025% | 1.0966e-06
[5 empty] | 0.265 | -0.32224 | 0.27295 | 0.47616 | 0.00011489 | 0.006204% | 0.5024% | 3.1169e-07 |  |  |  | 0.265 | -0.32224 | 0.27295 | 0.47616 | 0.00013394 | 0.01446% | 0.5024% | 7.2673e-07 |  |  | 0.265 | -0.32224 | 0.27295 | 0.47616 | 0.00014055 | 0.02277% | 0.5024% | 1.1439e-06
[5 empty] | 0.27 | -0.30401 | 0.27554 | 0.49658 | 0.00011981 | 0.00647% | 0.5024% | 3.25e-07 |  |  |  | 0.27 | -0.30401 | 0.27554 | 0.49658 | 0.00013968 | 0.01508% | 0.5024% | 7.5776e-07 |  |  | 0.27 | -0.30401 | 0.27554 | 0.49658 | 0.00014658 | 0.02374% | 0.5024% | 1.1927e-06
[5 empty] | 0.275 | -0.28595 | 0.27806 | 0.51767 | 0.0001249 | 0.006744% | 0.5023% | 3.3875e-07 |  |  |  | 0.275 | -0.28595 | 0.27806 | 0.51767 | 0.00014561 | 0.01572% | 0.5023% | 7.8982e-07 |  |  | 0.275 | -0.28595 | 0.27806 | 0.51767 | 0.0001528 | 0.02475% | 0.5023% | 1.2432e-06
[5 empty] | 0.28 | -0.26805 | 0.28052 | 0.53945 | 0.00013016 | 0.007028% | 0.5022% | 3.5296e-07 |  |  |  | 0.28 | -0.26805 | 0.28052 | 0.53945 | 0.00015174 | 0.01639% | 0.5022% | 8.2293e-07 |  |  | 0.28 | -0.26805 | 0.28052 | 0.53945 | 0.00015923 | 0.02579% | 0.5022% | 1.2953e-06
[5 empty] | 0.285 | -0.2503 | 0.28292 | 0.56196 | 0.00013559 | 0.007321% | 0.5021% | 3.6762e-07 |  |  |  | 0.285 | -0.2503 | 0.28292 | 0.56196 | 0.00015807 | 0.01707% | 0.5021% | 8.5712e-07 |  |  | 0.285 | -0.2503 | 0.28292 | 0.56196 | 0.00016588 | 0.02687% | 0.5021% | 1.3491e-06
[5 empty] | 0.29 | -0.2327 | 0.28525 | 0.5852 | 0.00014119 | 0.007624% | 0.502% | 3.8277e-07 |  |  |  | 0.29 | -0.2327 | 0.28525 | 0.5852 | 0.00016461 | 0.01778% | 0.502% | 8.9244e-07 |  |  | 0.29 | -0.2327 | 0.28525 | 0.5852 | 0.00017274 | 0.02798% | 0.502% | 1.4047e-06
[5 empty] | 0.295 | -0.21524 | 0.28753 | 0.6092 | 0.00014699 | 0.007937% | 0.502% | 3.9842e-07 |  |  |  | 0.295 | -0.21524 | 0.28753 | 0.6092 | 0.00017136 | 0.01851% | 0.502% | 9.2892e-07 |  |  | 0.295 | -0.21524 | 0.28753 | 0.6092 | 0.00017982 | 0.02913% | 0.502% | 1.4621e-06
[5 empty] | 0.3 | -0.19792 | 0.28974 | 0.63399 | 0.00015297 | 0.00826% | 0.5019% | 4.1457e-07 |  |  |  | 0.3 | -0.19792 | 0.28974 | 0.63399 | 0.00017833 | 0.01926% | 0.5019% | 9.6658e-07 |  |  | 0.3 | -0.19792 | 0.28974 | 0.63399 | 0.00018714 | 0.03031% | 0.5019% | 1.5214e-06
[5 empty] | 0.305 | -0.18072 | 0.2919 | 0.65959 | 0.00015914 | 0.008593% | 0.5018% | 4.3126e-07 |  |  |  | 0.305 | -0.18072 | 0.2919 | 0.65959 | 0.00018553 | 0.02004% | 0.5018% | 1.0055e-06 |  |  | 0.305 | -0.18072 | 0.2919 | 0.65959 | 0.0001947 | 0.03154% | 0.5018% | 1.5826e-06
[5 empty] | 0.31 | -0.16366 | 0.29399 | 0.68603 | 0.00016552 | 0.008938% | 0.5018% | 4.4848e-07 |  |  |  | 0.31 | -0.16366 | 0.29399 | 0.68603 | 0.00019297 | 0.02084% | 0.5018% | 1.0456e-06 |  |  | 0.31 | -0.16366 | 0.29399 | 0.68603 | 0.0002025 | 0.0328% | 0.5018% | 1.6458e-06
[5 empty] | 0.315 | -0.14671 | 0.29603 | 0.71333 | 0.00017211 | 0.009294% | 0.5017% | 4.6627e-07 |  |  |  | 0.315 | -0.14671 | 0.29603 | 0.71333 | 0.00020065 | 0.02167% | 0.5017% | 1.0871e-06 |  |  | 0.315 | -0.14671 | 0.29603 | 0.71333 | 0.00021056 | 0.0341% | 0.5017% | 1.7111e-06
[5 empty] | 0.32 | -0.12987 | 0.29801 | 0.74152 | 0.00017891 | 0.009661% | 0.5017% | 4.8464e-07 |  |  |  | 0.32 | -0.12987 | 0.29801 | 0.74152 | 0.00020858 | 0.02252% | 0.5017% | 1.1299e-06 |  |  | 0.32 | -0.12987 | 0.29801 | 0.74152 | 0.00021888 | 0.03545% | 0.5017% | 1.7785e-06
[5 empty] | 0.325 | -0.11315 | 0.29993 | 0.77064 | 0.00018594 | 0.01004% | 0.5016% | 5.0361e-07 |  |  |  | 0.325 | -0.11315 | 0.29993 | 0.77064 | 0.00021677 | 0.02341% | 0.5016% | 1.1742e-06 |  |  | 0.325 | -0.11315 | 0.29993 | 0.77064 | 0.00022747 | 0.03684% | 0.5016% | 1.8481e-06
[5 empty] | 0.33 | -0.096532 | 0.30179 | 0.8007 | 0.00019319 | 0.01043% | 0.5015% | 5.2319e-07 |  |  |  | 0.33 | -0.096532 | 0.30179 | 0.8007 | 0.00022522 | 0.02432% | 0.5015% | 1.2198e-06 |  |  | 0.33 | -0.096532 | 0.30179 | 0.8007 | 0.00023635 | 0.03828% | 0.5015% | 1.9199e-06
[5 empty] | 0.335 | -0.080014 | 0.30359 | 0.83174 | 0.00020068 | 0.01084% | 0.5015% | 5.4341e-07 |  |  |  | 0.335 | -0.080014 | 0.30359 | 0.83174 | 0.00023395 | 0.02526% | 0.5015% | 1.2669e-06 |  |  | 0.335 | -0.080014 | 0.30359 | 0.83174 | 0.00024551 | 0.03976% | 0.5015% | 1.9941e-06
[5 empty] | 0.34 | -0.063592 | 0.30534 | 0.86379 | 0.00020841 | 0.01125% | 0.5014% | 5.6429e-07 |  |  |  | 0.34 | -0.063592 | 0.30534 | 0.86379 | 0.00024297 | 0.02624% | 0.5014% | 1.3156e-06 |  |  | 0.34 | -0.063592 | 0.30534 | 0.86379 | 0.00025497 | 0.0413% | 0.5014% | 2.0707e-06
[5 empty] | 0.345 | -0.047262 | 0.30703 | 0.89689 | 0.0002164 | 0.01168% | 0.5014% | 5.8584e-07 |  |  |  | 0.345 | -0.047262 | 0.30703 | 0.89689 | 0.00025228 | 0.02724% | 0.5014% | 1.3659e-06 |  |  | 0.345 | -0.047262 | 0.30703 | 0.89689 | 0.00026474 | 0.04288% | 0.5014% | 2.1498e-06
[5 empty] | 0.35 | -0.031021 | 0.30867 | 0.93106 | 0.00022464 | 0.01213% | 0.5013% | 6.081e-07 |  |  |  | 0.35 | -0.031021 | 0.30867 | 0.93106 | 0.00026189 | 0.02828% | 0.5013% | 1.4178e-06 |  |  | 0.35 | -0.031021 | 0.30867 | 0.93106 | 0.00027483 | 0.04451% | 0.5013% | 2.2315e-06
[5 empty] | 0.355 | -0.014864 | 0.31024 | 0.96635 | 0.00023316 | 0.01259% | 0.5013% | 6.3108e-07 |  |  |  | 0.355 | -0.014864 | 0.31024 | 0.96635 | 0.00027182 | 0.02935% | 0.5013% | 1.4713e-06 |  |  | 0.355 | -0.014864 | 0.31024 | 0.96635 | 0.00028525 | 0.0462% | 0.5013% | 2.3158e-06
[5 empty] | 0.36 | 0.0012132 | 0.31176 | 1.0028 | 0.00024195 | 0.01306% | 0.5012% | 6.5482e-07 |  |  |  | 0.36 | 0.0012132 | 0.31176 | 1.0028 | 0.00028207 | 0.03046% | 0.5012% | 1.5267e-06 |  |  | 0.36 | 0.0012132 | 0.31176 | 1.0028 | 0.000296 | 0.04794% | 0.5012% | 2.4029e-06
[5 empty] | 0.365 | 0.017213 | 0.31323 | 1.0404 | 0.00025103 | 0.01355% | 0.5012% | 6.7932e-07 |  |  |  | 0.365 | 0.017213 | 0.31323 | 1.0404 | 0.00029266 | 0.0316% | 0.5012% | 1.5838e-06 |  |  | 0.365 | 0.017213 | 0.31323 | 1.0404 | 0.00030711 | 0.04974% | 0.5012% | 2.4928e-06
[5 empty] | 0.37 | 0.03314 | 0.31464 | 1.0793 | 0.00026041 | 0.01406% | 0.5011% | 7.0462e-07 |  |  |  | 0.37 | 0.03314 | 0.31464 | 1.0793 | 0.00030359 | 0.03278% | 0.5011% | 1.6428e-06 |  |  | 0.37 | 0.03314 | 0.31464 | 1.0793 | 0.00031858 | 0.0516% | 0.5011% | 2.5856e-06
[5 empty] | 0.375 | 0.048997 | 0.316 | 1.1194 | 0.00027009 | 0.01458% | 0.5011% | 7.3075e-07 |  |  |  | 0.375 | 0.048997 | 0.316 | 1.1194 | 0.00031488 | 0.034% | 0.5011% | 1.7037e-06 |  |  | 0.375 | 0.048997 | 0.316 | 1.1194 | 0.00033043 | 0.05352% | 0.5011% | 2.6815e-06
[5 empty] | 0.38 | 0.064787 | 0.3173 | 1.1609 | 0.00028009 | 0.01512% | 0.501% | 7.5774e-07 |  |  |  | 0.38 | 0.064787 | 0.3173 | 1.1609 | 0.00032654 | 0.03526% | 0.501% | 1.7666e-06 |  |  | 0.38 | 0.064787 | 0.3173 | 1.1609 | 0.00034266 | 0.0555% | 0.501% | 2.7805e-06
[5 empty] | 0.385 | 0.080514 | 0.31854 | 1.2037 | 0.00029042 | 0.01568% | 0.501% | 7.856e-07 |  |  |  | 0.385 | 0.080514 | 0.31854 | 1.2037 | 0.00033858 | 0.03656% | 0.501% | 1.8315e-06 |  |  | 0.385 | 0.080514 | 0.31854 | 1.2037 | 0.0003553 | 0.05754% | 0.501% | 2.8827e-06
[5 empty] | 0.39 | 0.096181 | 0.31973 | 1.2479 | 0.00030109 | 0.01626% | 0.5009% | 8.1438e-07 |  |  |  | 0.39 | 0.096181 | 0.31973 | 1.2479 | 0.00035102 | 0.0379% | 0.5009% | 1.8986e-06 |  |  | 0.39 | 0.096181 | 0.31973 | 1.2479 | 0.00036835 | 0.05966% | 0.5009% | 2.9883e-06
[5 empty] | 0.395 | 0.11179 | 0.32087 | 1.2936 | 0.00031211 | 0.01685% | 0.5009% | 8.4411e-07 |  |  |  | 0.395 | 0.11179 | 0.32087 | 1.2936 | 0.00036386 | 0.03929% | 0.5009% | 1.9679e-06 |  |  | 0.395 | 0.11179 | 0.32087 | 1.2936 | 0.00038183 | 0.06184% | 0.5009% | 3.0973e-06
[5 empty] | 0.4 | 0.12735 | 0.32195 | 1.3407 | 0.00032349 | 0.01747% | 0.5008% | 8.7481e-07 |  |  |  | 0.4 | 0.12735 | 0.32195 | 1.3407 | 0.00037713 | 0.04072% | 0.5008% | 2.0395e-06 |  |  | 0.4 | 0.12735 | 0.32195 | 1.3407 | 0.00039576 | 0.06409% | 0.5008% | 3.21e-06
[5 empty] | 0.405 | 0.14285 | 0.32298 | 1.3895 | 0.00033525 | 0.0181% | 0.5008% | 9.0652e-07 |  |  |  | 0.405 | 0.14285 | 0.32298 | 1.3895 | 0.00039084 | 0.0422% | 0.5008% | 2.1134e-06 |  |  | 0.405 | 0.14285 | 0.32298 | 1.3895 | 0.00041014 | 0.06642% | 0.5008% | 3.3263e-06
[5 empty] | 0.41 | 0.15831 | 0.32396 | 1.4398 | 0.0003474 | 0.01876% | 0.5007% | 9.3928e-07 |  |  |  | 0.41 | 0.15831 | 0.32396 | 1.4398 | 0.000405 | 0.04373% | 0.5007% | 2.1898e-06 |  |  | 0.41 | 0.15831 | 0.32396 | 1.4398 | 0.000425 | 0.06883% | 0.5007% | 3.4465e-06
[5 empty] | 0.415 | 0.17372 | 0.32488 | 1.4918 | 0.00035995 | 0.01944% | 0.5007% | 9.7313e-07 |  |  |  | 0.415 | 0.17372 | 0.32488 | 1.4918 | 0.00041963 | 0.04531% | 0.5007% | 2.2687e-06 |  |  | 0.415 | 0.17372 | 0.32488 | 1.4918 | 0.00044036 | 0.07131% | 0.5007% | 3.5706e-06
[5 empty] | 0.42 | 0.18909 | 0.32574 | 1.5456 | 0.00037291 | 0.02014% | 0.5007% | 1.0081e-06 |  |  |  | 0.42 | 0.18909 | 0.32574 | 1.5456 | 0.00043475 | 0.04694% | 0.5007% | 2.3502e-06 |  |  | 0.42 | 0.18909 | 0.32574 | 1.5456 | 0.00045622 | 0.07388% | 0.5007% | 3.6989e-06
[5 empty] | 0.425 | 0.20442 | 0.32656 | 1.6011 | 0.00038631 | 0.02086% | 0.5006% | 1.0442e-06 |  |  |  | 0.425 | 0.20442 | 0.32656 | 1.6011 | 0.00045037 | 0.04863% | 0.5006% | 2.4344e-06 |  |  | 0.425 | 0.20442 | 0.32656 | 1.6011 | 0.00047261 | 0.07653% | 0.5006% | 3.8314e-06
[5 empty] | 0.43 | 0.21971 | 0.32732 | 1.6585 | 0.00040016 | 0.02161% | 0.5006% | 1.0815e-06 |  |  |  | 0.43 | 0.21971 | 0.32732 | 1.6585 | 0.00046651 | 0.05037% | 0.5006% | 2.5214e-06 |  |  | 0.43 | 0.21971 | 0.32732 | 1.6585 | 0.00048955 | 0.07928% | 0.5006% | 3.9683e-06
[5 empty] | 0.435 | 0.23497 | 0.32803 | 1.7178 | 0.00041447 | 0.02238% | 0.5005% | 1.1201e-06 |  |  |  | 0.435 | 0.23497 | 0.32803 | 1.7178 | 0.00048319 | 0.05217% | 0.5005% | 2.6113e-06 |  |  | 0.435 | 0.23497 | 0.32803 | 1.7178 | 0.00050706 | 0.08211% | 0.5005% | 4.1099e-06
[5 empty] | 0.44 | 0.2502 | 0.32868 | 1.7791 | 0.00042926 | 0.02318% | 0.5005% | 1.16e-06 |  |  |  | 0.44 | 0.2502 | 0.32868 | 1.7791 | 0.00050043 | 0.05403% | 0.5005% | 2.7043e-06 |  |  | 0.44 | 0.2502 | 0.32868 | 1.7791 | 0.00052515 | 0.08504% | 0.5005% | 4.2561e-06
[5 empty] | 0.445 | 0.2654 | 0.32929 | 1.8425 | 0.00044454 | 0.024% | 0.5005% | 1.2012e-06 |  |  |  | 0.445 | 0.2654 | 0.32929 | 1.8425 | 0.00051826 | 0.05596% | 0.5005% | 2.8003e-06 |  |  | 0.445 | 0.2654 | 0.32929 | 1.8425 | 0.00054385 | 0.08807% | 0.5005% | 4.4072e-06
[5 empty] | 0.45 | 0.28057 | 0.32984 | 1.908 | 0.00046035 | 0.02486% | 0.5004% | 1.2438e-06 |  |  |  | 0.45 | 0.28057 | 0.32984 | 1.908 | 0.00053668 | 0.05794% | 0.5004% | 2.8996e-06 |  |  | 0.45 | 0.28057 | 0.32984 | 1.908 | 0.00056319 | 0.09119% | 0.5004% | 4.5635e-06
[5 empty] | 0.455 | 0.29572 | 0.33033 | 1.9757 | 0.00047669 | 0.02574% | 0.5004% | 1.2878e-06 |  |  |  | 0.455 | 0.29572 | 0.33033 | 1.9757 | 0.00055573 | 0.06% | 0.5004% | 3.0023e-06 |  |  | 0.455 | 0.29572 | 0.33033 | 1.9757 | 0.00058318 | 0.09443% | 0.5004% | 4.725e-06
[5 empty] | 0.46 | 0.31084 | 0.33078 | 2.0457 | 0.00049358 | 0.02665% | 0.5003% | 1.3334e-06 |  |  |  | 0.46 | 0.31084 | 0.33078 | 2.0457 | 0.00057543 | 0.06213% | 0.5003% | 3.1084e-06 |  |  | 0.46 | 0.31084 | 0.33078 | 2.0457 | 0.00060385 | 0.09778% | 0.5003% | 4.892e-06
[5 empty] | 0.465 | 0.32595 | 0.33117 | 2.1181 | 0.00051105 | 0.02759% | 0.5003% | 1.3804e-06 |  |  |  | 0.465 | 0.32595 | 0.33117 | 2.1181 | 0.00059579 | 0.06433% | 0.5003% | 3.2181e-06 |  |  | 0.465 | 0.32595 | 0.33117 | 2.1181 | 0.00062522 | 0.1012% | 0.5003% | 5.0646e-06
[5 empty] | 0.47 | 0.34104 | 0.33151 | 2.193 | 0.00052912 | 0.02857% | 0.5002% | 1.4291e-06 |  |  |  | 0.47 | 0.34104 | 0.33151 | 2.193 | 0.00061686 | 0.0666% | 0.5002% | 3.3316e-06 |  |  | 0.47 | 0.34104 | 0.33151 | 2.193 | 0.00064733 | 0.1048% | 0.5002% | 5.2432e-06
[5 empty] | 0.475 | 0.35612 | 0.3318 | 2.2705 | 0.00054781 | 0.02958% | 0.5002% | 1.4795e-06 |  |  |  | 0.475 | 0.35612 | 0.3318 | 2.2705 | 0.00063865 | 0.06895% | 0.5002% | 3.449e-06 |  |  | 0.475 | 0.35612 | 0.3318 | 2.2705 | 0.00067019 | 0.1085% | 0.5002% | 5.4279e-06
[5 empty] | 0.48 | 0.37118 | 0.33203 | 2.3506 | 0.00056715 | 0.03062% | 0.5002% | 1.5316e-06 |  |  |  | 0.48 | 0.37118 | 0.33203 | 2.3506 | 0.00066119 | 0.07138% | 0.5002% | 3.5704e-06 |  |  | 0.48 | 0.37118 | 0.33203 | 2.3506 | 0.00069384 | 0.1123% | 0.5002% | 5.6189e-06
[5 empty] | 0.485 | 0.38623 | 0.33222 | 2.4335 | 0.00058715 | 0.0317% | 0.5001% | 1.5855e-06 |  |  |  | 0.485 | 0.38623 | 0.33222 | 2.4335 | 0.00068451 | 0.0739% | 0.5001% | 3.696e-06 |  |  | 0.485 | 0.38623 | 0.33222 | 2.4335 | 0.00071832 | 0.1163% | 0.5001% | 5.8165e-06
[5 empty] | 0.49 | 0.40128 | 0.33235 | 2.5193 | 0.00060785 | 0.03282% | 0.5001% | 1.6412e-06 |  |  |  | 0.49 | 0.40128 | 0.33235 | 2.5193 | 0.00070864 | 0.0765% | 0.5001% | 3.8259e-06 |  |  | 0.49 | 0.40128 | 0.33235 | 2.5193 | 0.00074364 | 0.1204% | 0.5001% | 6.021e-06
[5 empty] | 0.495 | 0.41632 | 0.33243 | 2.6081 | 0.00062927 | 0.03397% | 0.5001% | 1.6989e-06 |  |  |  | 0.495 | 0.41632 | 0.33243 | 2.6081 | 0.00073362 | 0.0792% | 0.5001% | 3.9604e-06 |  |  | 0.495 | 0.41632 | 0.33243 | 2.6081 | 0.00076985 | 0.1246% | 0.5001% | 6.2326e-06
[5 empty] | 0.5 | 0.43136 | 0.33245 | 2.7 | 0.00065145 | 0.03517% | 0.5% | 1.7586e-06 |  |  |  | 0.5 | 0.43136 | 0.33245 | 2.7 | 0.00075947 | 0.08199% | 0.5% | 4.0996e-06 |  |  | 0.5 | 0.43136 | 0.33245 | 2.7 | 0.00079698 | 0.129% | 0.5% | 6.4515e-06
[5 empty] | 0.505 | 0.4464 | 0.33243 | 2.7951 | 0.0006744 | 0.03641% | 0.5% | 1.8205e-06 |  |  |  | 0.505 | 0.4464 | 0.33243 | 2.7951 | 0.00078623 | 0.08488% | 0.5% | 4.2436e-06 |  |  | 0.505 | 0.4464 | 0.33243 | 2.7951 | 0.00082506 | 0.1336% | 0.5% | 6.6782e-06
[5 empty] | 0.51 | 0.46145 | 0.33235 | 2.8937 | 0.00069817 | 0.03769% | 0.4999% | 1.8845e-06 |  |  |  | 0.51 | 0.46145 | 0.33235 | 2.8937 | 0.00081394 | 0.08787% | 0.4999% | 4.3928e-06 |  |  | 0.51 | 0.46145 | 0.33235 | 2.8937 | 0.00085414 | 0.1383% | 0.4999% | 6.9128e-06
[5 empty] | 0.515 | 0.47649 | 0.33222 | 2.9957 | 0.00072278 | 0.03902% | 0.4999% | 1.9507e-06 |  |  |  | 0.515 | 0.47649 | 0.33222 | 2.9957 | 0.00084264 | 0.09096% | 0.4999% | 4.5472e-06 |  |  | 0.515 | 0.47649 | 0.33222 | 2.9957 | 0.00088425 | 0.1431% | 0.4999% | 7.1558e-06
[5 empty] | 0.52 | 0.49155 | 0.33203 | 3.1013 | 0.00074828 | 0.0404% | 0.4999% | 2.0194e-06 |  |  |  | 0.52 | 0.49155 | 0.33203 | 3.1013 | 0.00087236 | 0.09417% | 0.4999% | 4.7071e-06 |  |  | 0.52 | 0.49155 | 0.33203 | 3.1013 | 0.00091544 | 0.1482% | 0.4999% | 7.4074e-06
[5 empty] | 0.525 | 0.50661 | 0.3318 | 3.2108 | 0.00077469 | 0.04182% | 0.4998% | 2.0905e-06 |  |  |  | 0.525 | 0.50661 | 0.3318 | 3.2108 | 0.00090315 | 0.09749% | 0.4998% | 4.8728e-06 |  |  | 0.525 | 0.50661 | 0.3318 | 3.2108 | 0.00094775 | 0.1534% | 0.4998% | 7.6681e-06
[5 empty] | 0.53 | 0.52169 | 0.33151 | 3.3242 | 0.00080205 | 0.0433% | 0.4998% | 2.1641e-06 |  |  |  | 0.53 | 0.52169 | 0.33151 | 3.3242 | 0.00093505 | 0.1009% | 0.4998% | 5.0445e-06 |  |  | 0.53 | 0.52169 | 0.33151 | 3.3242 | 0.00098123 | 0.1588% | 0.4998% | 7.9381e-06
[5 empty] | 0.535 | 0.53678 | 0.33117 | 3.4417 | 0.00083041 | 0.04483% | 0.4997% | 2.2404e-06 |  |  |  | 0.535 | 0.53678 | 0.33117 | 3.4417 | 0.00096811 | 0.1045% | 0.4997% | 5.2223e-06 |  |  | 0.535 | 0.53678 | 0.33117 | 3.4417 | 0.0010159 | 0.1644% | 0.4997% | 8.2179e-06
[5 empty] | 0.54 | 0.55188 | 0.33078 | 3.5636 | 0.0008598 | 0.04642% | 0.4997% | 2.3195e-06 |  |  |  | 0.54 | 0.55188 | 0.33078 | 3.5636 | 0.0010024 | 0.1082% | 0.4997% | 5.4066e-06 |  |  | 0.54 | 0.55188 | 0.33078 | 3.5636 | 0.0010519 | 0.1703% | 0.4997% | 8.5078e-06
[5 empty] | 0.545 | 0.56701 | 0.33033 | 3.6899 | 0.00089028 | 0.04806% | 0.4997% | 2.4015e-06 |  |  |  | 0.545 | 0.56701 | 0.33033 | 3.6899 | 0.0010379 | 0.112% | 0.4997% | 5.5977e-06 |  |  | 0.545 | 0.56701 | 0.33033 | 3.6899 | 0.0010892 | 0.1763% | 0.4997% | 8.8084e-06
[5 empty] | 0.55 | 0.58216 | 0.32984 | 3.8208 | 0.00092188 | 0.04977% | 0.4996% | 2.4865e-06 |  |  |  | 0.55 | 0.58216 | 0.32984 | 3.8208 | 0.0010747 | 0.116% | 0.4996% | 5.7958e-06 |  |  | 0.55 | 0.58216 | 0.32984 | 3.8208 | 0.0011278 | 0.1825% | 0.4996% | 9.12e-06
[5 empty] | 0.555 | 0.59733 | 0.32929 | 3.9567 | 0.00095465 | 0.05154% | 0.4996% | 2.5747e-06 |  |  |  | 0.555 | 0.59733 | 0.32929 | 3.9567 | 0.0011129 | 0.1201% | 0.4996% | 6.0012e-06 |  |  | 0.555 | 0.59733 | 0.32929 | 3.9567 | 0.0011679 | 0.189% | 0.4996% | 9.4432e-06
[5 empty] | 0.56 | 0.61253 | 0.32868 | 4.0976 | 0.00098865 | 0.05337% | 0.4995% | 2.6662e-06 |  |  |  | 0.56 | 0.61253 | 0.32868 | 4.0976 | 0.0011526 | 0.1244% | 0.4995% | 6.2143e-06 |  |  | 0.56 | 0.61253 | 0.32868 | 4.0976 | 0.0012095 | 0.1957% | 0.4995% | 9.7783e-06
[5 empty] | 0.565 | 0.62775 | 0.32803 | 4.2438 | 0.0010239 | 0.05528% | 0.4995% | 2.761e-06 |  |  |  | 0.565 | 0.62775 | 0.32803 | 4.2438 | 0.0011937 | 0.1288% | 0.4995% | 6.4354e-06 |  |  | 0.565 | 0.62775 | 0.32803 | 4.2438 | 0.0012527 | 0.2027% | 0.4995% | 1.0126e-05
[5 empty] | 0.57 | 0.64301 | 0.32732 | 4.3955 | 0.0010605 | 0.05725% | 0.4995% | 2.8595e-06 |  |  |  | 0.57 | 0.64301 | 0.32732 | 4.3955 | 0.0012364 | 0.1334% | 0.4995% | 6.6648e-06 |  |  | 0.57 | 0.64301 | 0.32732 | 4.3955 | 0.0012975 | 0.21% | 0.4995% | 1.0487e-05
[5 empty] | 0.575 | 0.65831 | 0.32656 | 4.5531 | 0.0010986 | 0.0593% | 0.4994% | 2.9617e-06 |  |  |  | 0.575 | 0.65831 | 0.32656 | 4.5531 | 0.0012807 | 0.1382% | 0.4994% | 6.9029e-06 |  |  | 0.575 | 0.65831 | 0.32656 | 4.5531 | 0.001344 | 0.2175% | 0.4994% | 1.0861e-05
[5 empty] | 0.58 | 0.67364 | 0.32574 | 4.7167 | 0.001138 | 0.06143% | 0.4994% | 3.0678e-06 |  |  |  | 0.58 | 0.67364 | 0.32574 | 4.7167 | 0.0013267 | 0.1432% | 0.4994% | 7.1502e-06 |  |  | 0.58 | 0.67364 | 0.32574 | 4.7167 | 0.0013923 | 0.2253% | 0.4994% | 1.125e-05
[5 empty] | 0.585 | 0.68901 | 0.32488 | 4.8866 | 0.001179 | 0.06365% | 0.4993% | 3.178e-06 |  |  |  | 0.585 | 0.68901 | 0.32488 | 4.8866 | 0.0013745 | 0.1483% | 0.4993% | 7.4069e-06 |  |  | 0.585 | 0.68901 | 0.32488 | 4.8866 | 0.0014424 | 0.2334% | 0.4993% | 1.1654e-05
[5 empty] | 0.59 | 0.70442 | 0.32396 | 5.0631 | 0.0012216 | 0.06595% | 0.4993% | 3.2925e-06 |  |  |  | 0.59 | 0.70442 | 0.32396 | 5.0631 | 0.0014242 | 0.1537% | 0.4993% | 7.6736e-06 |  |  | 0.59 | 0.70442 | 0.32396 | 5.0631 | 0.0014945 | 0.2418% | 0.4993% | 1.2074e-05
[5 empty] | 0.595 | 0.71988 | 0.32298 | 5.2466 | 0.0012659 | 0.06833% | 0.4992% | 3.4115e-06 |  |  |  | 0.595 | 0.71988 | 0.32298 | 5.2466 | 0.0014758 | 0.1593% | 0.4992% | 7.9507e-06 |  |  | 0.595 | 0.71988 | 0.32298 | 5.2466 | 0.0015487 | 0.2506% | 0.4992% | 1.2509e-05
[5 empty] | 0.6 | 0.73538 | 0.32195 | 5.4373 | 0.0013119 | 0.07082% | 0.4992% | 3.5351e-06 |  |  |  | 0.6 | 0.73538 | 0.32195 | 5.4373 | 0.0015294 | 0.165% | 0.4992% | 8.2388e-06 |  |  | 0.6 | 0.73538 | 0.32195 | 5.4373 | 0.001605 | 0.2597% | 0.4992% | 1.2962e-05
[5 empty] | 0.605 | 0.75094 | 0.32087 | 5.6356 | 0.0013597 | 0.0734% | 0.4992% | 3.6637e-06 |  |  |  | 0.605 | 0.75094 | 0.32087 | 5.6356 | 0.0015852 | 0.1711% | 0.4992% | 8.5382e-06 |  |  | 0.605 | 0.75094 | 0.32087 | 5.6356 | 0.0016635 | 0.2691% | 0.4992% | 1.3433e-05
[5 empty] | 0.61 | 0.76655 | 0.31973 | 5.8418 | 0.0014095 | 0.07608% | 0.4991% | 3.7974e-06 |  |  |  | 0.61 | 0.76655 | 0.31973 | 5.8418 | 0.0016432 | 0.1773% | 0.4991% | 8.8496e-06 |  |  | 0.61 | 0.76655 | 0.31973 | 5.8418 | 0.0017244 | 0.279% | 0.4991% | 1.3923e-05
[5 empty] | 0.615 | 0.78221 | 0.31854 | 6.0564 | 0.0014613 | 0.07888% | 0.4991% | 3.9364e-06 |  |  |  | 0.615 | 0.78221 | 0.31854 | 6.0564 | 0.0017036 | 0.1838% | 0.4991% | 9.1735e-06 |  |  | 0.615 | 0.78221 | 0.31854 | 6.0564 | 0.0017877 | 0.2892% | 0.4991% | 1.4432e-05
[5 empty] | 0.62 | 0.79794 | 0.3173 | 6.2797 | 0.0015151 | 0.08178% | 0.499% | 4.0812e-06 |  |  |  | 0.62 | 0.79794 | 0.3173 | 6.2797 | 0.0017664 | 0.1906% | 0.499% | 9.5106e-06 |  |  | 0.62 | 0.79794 | 0.3173 | 6.2797 | 0.0018536 | 0.2998% | 0.499% | 1.4962e-05
[5 empty] | 0.625 | 0.81373 | 0.316 | 6.5122 | 0.0015713 | 0.08481% | 0.499% | 4.2318e-06 |  |  |  | 0.625 | 0.81373 | 0.316 | 6.5122 | 0.0018318 | 0.1976% | 0.499% | 9.8615e-06 |  |  | 0.625 | 0.81373 | 0.316 | 6.5122 | 0.0019223 | 0.3109% | 0.499% | 1.5514e-05
[5 empty] | 0.63 | 0.82959 | 0.31464 | 6.7544 | 0.0016297 | 0.08796% | 0.4989% | 4.3887e-06 |  |  |  | 0.63 | 0.82959 | 0.31464 | 6.7544 | 0.0018999 | 0.205% | 0.4989% | 1.0227e-05 |  |  | 0.63 | 0.82959 | 0.31464 | 6.7544 | 0.0019937 | 0.3225% | 0.4989% | 1.6088e-05
[5 empty] | 0.635 | 0.84551 | 0.31323 | 7.0067 | 0.0016906 | 0.09125% | 0.4989% | 4.5521e-06 |  |  |  | 0.635 | 0.84551 | 0.31323 | 7.0067 | 0.0019709 | 0.2126% | 0.4989% | 1.0607e-05 |  |  | 0.635 | 0.84551 | 0.31323 | 7.0067 | 0.0020682 | 0.3345% | 0.4989% | 1.6687e-05
[5 empty] | 0.64 | 0.86151 | 0.31176 | 7.2697 | 0.001754 | 0.09467% | 0.4988% | 4.7224e-06 |  |  |  | 0.64 | 0.86151 | 0.31176 | 7.2697 | 0.0020448 | 0.2206% | 0.4988% | 1.1004e-05 |  |  | 0.64 | 0.86151 | 0.31176 | 7.2697 | 0.0021458 | 0.347% | 0.4988% | 1.731e-05
[5 empty] | 0.645 | 0.87759 | 0.31024 | 7.5438 | 0.0018201 | 0.09824% | 0.4988% | 4.8999e-06 |  |  |  | 0.645 | 0.87759 | 0.31024 | 7.5438 | 0.002122 | 0.2289% | 0.4988% | 1.1417e-05 |  |  | 0.645 | 0.87759 | 0.31024 | 7.5438 | 0.0022268 | 0.3601% | 0.4988% | 1.796e-05
[5 empty] | 0.65 | 0.89375 | 0.30867 | 7.8298 | 0.0018891 | 0.102% | 0.4987% | 5.085e-06 |  |  |  | 0.65 | 0.89375 | 0.30867 | 7.8298 | 0.0022024 | 0.2376% | 0.4987% | 1.1848e-05 |  |  | 0.65 | 0.89375 | 0.30867 | 7.8298 | 0.0023112 | 0.3737% | 0.4987% | 1.8638e-05
[5 empty] | 0.655 | 0.90999 | 0.30703 | 8.1281 | 0.0019611 | 0.1058% | 0.4987% | 5.2781e-06 |  |  |  | 0.655 | 0.90999 | 0.30703 | 8.1281 | 0.0022863 | 0.2466% | 0.4987% | 1.2298e-05 |  |  | 0.655 | 0.90999 | 0.30703 | 8.1281 | 0.0023992 | 0.3879% | 0.4987% | 1.9344e-05
[5 empty] | 0.66 | 0.92632 | 0.30534 | 8.4396 | 0.0020363 | 0.1099% | 0.4986% | 5.4797e-06 |  |  |  | 0.66 | 0.92632 | 0.30534 | 8.4396 | 0.0023739 | 0.2561% | 0.4986% | 1.2767e-05 |  |  | 0.66 | 0.92632 | 0.30534 | 8.4396 | 0.0024912 | 0.4028% | 0.4986% | 2.0082e-05
[5 empty] | 0.665 | 0.94274 | 0.30359 | 8.7648 | 0.0021147 | 0.1141% | 0.4986% | 5.6901e-06 |  |  |  | 0.665 | 0.94274 | 0.30359 | 8.7648 | 0.0024654 | 0.2659% | 0.4986% | 1.3257e-05 |  |  | 0.665 | 0.94274 | 0.30359 | 8.7648 | 0.0025872 | 0.4182% | 0.4986% | 2.0852e-05
[5 empty] | 0.67 | 0.95926 | 0.30179 | 9.1046 | 0.0021967 | 0.1186% | 0.4985% | 5.9099e-06 |  |  |  | 0.67 | 0.95926 | 0.30179 | 9.1046 | 0.002561 | 0.2762% | 0.4985% | 1.3769e-05 |  |  | 0.67 | 0.95926 | 0.30179 | 9.1046 | 0.0026875 | 0.4344% | 0.4985% | 2.1656e-05
[5 empty] | 0.675 | 0.97588 | 0.29993 | 9.4597 | 0.0022824 | 0.1232% | 0.4984% | 6.1396e-06 |  |  |  | 0.675 | 0.97588 | 0.29993 | 9.4597 | 0.0026609 | 0.287% | 0.4984% | 1.4304e-05 |  |  | 0.675 | 0.97588 | 0.29993 | 9.4597 | 0.0027923 | 0.4513% | 0.4984% | 2.2496e-05
[5 empty] | 0.68 | 0.9926 | 0.29801 | 9.8311 | 0.002372 | 0.128% | 0.4984% | 6.3797e-06 |  |  |  | 0.68 | 0.9926 | 0.29801 | 9.8311 | 0.0027653 | 0.2982% | 0.4984% | 1.4862e-05 |  |  | 0.68 | 0.9926 | 0.29801 | 9.8311 | 0.0029019 | 0.469% | 0.4984% | 2.3375e-05
[5 empty] | 0.685 | 1.0094 | 0.29603 | 10.2196 | 0.0024658 | 0.1331% | 0.4983% | 6.6309e-06 |  |  |  | 0.685 | 1.0094 | 0.29603 | 10.2196 | 0.0028746 | 0.31% | 0.4983% | 1.5447e-05 |  |  | 0.685 | 1.0094 | 0.29603 | 10.2196 | 0.0030166 | 0.4875% | 0.4983% | 2.4293e-05
[5 empty] | 0.69 | 1.0264 | 0.29399 | 10.6264 | 0.0025639 | 0.1384% | 0.4983% | 6.8937e-06 |  |  |  | 0.69 | 1.0264 | 0.29399 | 10.6264 | 0.002989 | 0.3223% | 0.4983% | 1.6059e-05 |  |  | 0.69 | 1.0264 | 0.29399 | 10.6264 | 0.0031367 | 0.5068% | 0.4983% | 2.5255e-05
[5 empty] | 0.695 | 1.0435 | 0.2919 | 11.0523 | 0.0026667 | 0.1439% | 0.4982% | 7.169e-06 |  |  |  | 0.695 | 1.0435 | 0.2919 | 11.0523 | 0.0031088 | 0.3352% | 0.4982% | 1.6699e-05 |  |  | 0.695 | 1.0435 | 0.2919 | 11.0523 | 0.0032624 | 0.5271% | 0.4982% | 2.6261e-05
[5 empty] | 0.7 | 1.0606 | 0.28974 | 11.4986 | 0.0027743 | 0.1497% | 0.4981% | 7.4573e-06 |  |  |  | 0.7 | 1.0606 | 0.28974 | 11.4986 | 0.0032344 | 0.3487% | 0.4981% | 1.737e-05 |  |  | 0.7 | 1.0606 | 0.28974 | 11.4986 | 0.0033941 | 0.5483% | 0.4981% | 2.7315e-05
[5 empty] | 0.705 | 1.078 | 0.28753 | 11.9665 | 0.0028872 | 0.1558% | 0.4981% | 7.7595e-06 |  |  |  | 0.705 | 1.078 | 0.28753 | 11.9665 | 0.003366 | 0.3629% | 0.4981% | 1.8074e-05 |  |  | 0.705 | 1.078 | 0.28753 | 11.9665 | 0.0035322 | 0.5706% | 0.4981% | 2.842e-05
[5 empty] | 0.71 | 1.0954 | 0.28525 | 12.4573 | 0.0030057 | 0.1622% | 0.498% | 8.0764e-06 |  |  |  | 0.71 | 1.0954 | 0.28525 | 12.4573 | 0.0035041 | 0.3777% | 0.498% | 1.8811e-05 |  |  | 0.71 | 1.0954 | 0.28525 | 12.4573 | 0.0036771 | 0.5939% | 0.498% | 2.9578e-05
[5 empty] | 0.715 | 1.113 | 0.28292 | 12.9726 | 0.00313 | 0.1689% | 0.4979% | 8.409e-06 |  |  |  | 0.715 | 1.113 | 0.28292 | 12.9726 | 0.003649 | 0.3933% | 0.4979% | 1.9585e-05 |  |  | 0.715 | 1.113 | 0.28292 | 12.9726 | 0.0038292 | 0.6184% | 0.4979% | 3.0793e-05
[5 empty] | 0.72 | 1.1308 | 0.28052 | 13.5137 | 0.0032605 | 0.1759% | 0.4979% | 8.7582e-06 |  |  |  | 0.72 | 1.1308 | 0.28052 | 13.5137 | 0.0038012 | 0.4097% | 0.4979% | 2.0397e-05 |  |  | 0.72 | 1.1308 | 0.28052 | 13.5137 | 0.0039889 | 0.6441% | 0.4979% | 3.2069e-05
[5 empty] | 0.725 | 1.1487 | 0.27806 | 14.0824 | 0.0033977 | 0.1833% | 0.4978% | 9.125e-06 |  |  |  | 0.725 | 1.1487 | 0.27806 | 14.0824 | 0.0039612 | 0.4269% | 0.4978% | 2.125e-05 |  |  | 0.725 | 1.1487 | 0.27806 | 14.0824 | 0.0041568 | 0.6711% | 0.4978% | 3.3409e-05
[5 empty] | 0.73 | 1.1667 | 0.27554 | 14.6804 | 0.003542 | 0.1911% | 0.4977% | 9.5107e-06 |  |  |  | 0.73 | 1.1667 | 0.27554 | 14.6804 | 0.0041294 | 0.445% | 0.4977% | 2.2147e-05 |  |  | 0.73 | 1.1667 | 0.27554 | 14.6804 | 0.0043333 | 0.6995% | 0.4977% | 3.4817e-05
[5 empty] | 0.735 | 1.185 | 0.27295 | 15.3099 | 0.0036939 | 0.1993% | 0.4976% | 9.9165e-06 |  |  |  | 0.735 | 1.185 | 0.27295 | 15.3099 | 0.0043064 | 0.464% | 0.4976% | 2.3091e-05 |  |  | 0.735 | 1.185 | 0.27295 | 15.3099 | 0.0045191 | 0.7294% | 0.4976% | 3.6299e-05
[5 empty] | 0.74 | 1.2034 | 0.2703 | 15.9727 | 0.0038538 | 0.2079% | 0.4976% | 1.0344e-05 |  |  |  | 0.74 | 1.2034 | 0.2703 | 15.9727 | 0.0044929 | 0.4841% | 0.4976% | 2.4084e-05 |  |  | 0.74 | 1.2034 | 0.2703 | 15.9727 | 0.0047148 | 0.7609% | 0.4976% | 3.7858e-05
[5 empty] | 0.745 | 1.222 | 0.26759 | 16.6713 | 0.0040224 | 0.217% | 0.4975% | 1.0794e-05 |  |  |  | 0.745 | 1.222 | 0.26759 | 16.6713 | 0.0046894 | 0.5052% | 0.4975% | 2.5131e-05 |  |  | 0.745 | 1.222 | 0.26759 | 16.6713 | 0.004921 | 0.794% | 0.4975% | 3.9501e-05
[5 empty] | 0.75 | 1.2408 | 0.26481 | 17.4081 | 0.0042002 | 0.2266% | 0.4974% | 1.1268e-05 |  |  |  | 0.75 | 1.2408 | 0.26481 | 17.4081 | 0.0048966 | 0.5274% | 0.4974% | 2.6234e-05 |  |  | 0.75 | 1.2408 | 0.26481 | 17.4081 | 0.0051385 | 0.829% | 0.4974% | 4.1232e-05
[5 empty] | 0.755 | 1.2597 | 0.26197 | 18.1859 | 0.0043878 | 0.2367% | 0.4973% | 1.1769e-05 |  |  |  | 0.755 | 1.2597 | 0.26197 | 18.1859 | 0.0051154 | 0.5509% | 0.4973% | 2.7398e-05 |  |  | 0.755 | 1.2597 | 0.26197 | 18.1859 | 0.0053681 | 0.8659% | 0.4973% | 4.3059e-05
[5 empty] | 0.76 | 1.2789 | 0.25906 | 19.0076 | 0.0045861 | 0.2473% | 0.4972% | 1.2298e-05 |  |  |  | 0.76 | 1.2789 | 0.25906 | 19.0076 | 0.0053465 | 0.5758% | 0.4972% | 2.8627e-05 |  |  | 0.76 | 1.2789 | 0.25906 | 19.0076 | 0.0056106 | 0.9048% | 0.4972% | 4.4987e-05
[5 empty] | 0.765 | 1.2983 | 0.25608 | 19.8764 | 0.0047957 | 0.2586% | 0.4971% | 1.2857e-05 |  |  |  | 0.765 | 1.2983 | 0.25608 | 19.8764 | 0.0055909 | 0.602% | 0.4971% | 2.9926e-05 |  |  | 0.765 | 1.2983 | 0.25608 | 19.8764 | 0.0058671 | 0.946% | 0.4971% | 4.7024e-05
[5 empty] | 0.77 | 1.318 | 0.25304 | 20.796 | 0.0050176 | 0.2706% | 0.497% | 1.3448e-05 |  |  |  | 0.77 | 1.318 | 0.25304 | 20.796 | 0.0058496 | 0.6298% | 0.497% | 3.13e-05 |  |  | 0.77 | 1.318 | 0.25304 | 20.796 | 0.0061385 | 0.9895% | 0.497% | 4.9179e-05
[5 empty] | 0.775 | 1.3379 | 0.24993 | 21.7702 | 0.0052526 | 0.2832% | 0.4969% | 1.4074e-05 |  |  |  | 0.775 | 1.3379 | 0.24993 | 21.7702 | 0.0061236 | 0.6592% | 0.4969% | 3.2754e-05 |  |  | 0.775 | 1.3379 | 0.24993 | 21.7702 | 0.0064261 | 1.036% | 0.4969% | 5.146e-05
[5 empty] | 0.78 | 1.358 | 0.24674 | 22.8032 | 0.0055019 | 0.2967% | 0.4968% | 1.4738e-05 |  |  |  | 0.78 | 1.358 | 0.24674 | 22.8032 | 0.0064142 | 0.6903% | 0.4968% | 3.4295e-05 |  |  | 0.78 | 1.358 | 0.24674 | 22.8032 | 0.006731 | 1.084% | 0.4968% | 5.3877e-05
[5 empty] | 0.785 | 1.3784 | 0.24349 | 23.8998 | 0.0057665 | 0.3109% | 0.4967% | 1.5442e-05 |  |  |  | 0.785 | 1.3784 | 0.24349 | 23.8998 | 0.0067226 | 0.7234% | 0.4967% | 3.593e-05 |  |  | 0.785 | 1.3784 | 0.24349 | 23.8998 | 0.0070547 | 1.136% | 0.4967% | 5.644e-05
[5 empty] | 0.79 | 1.3991 | 0.24017 | 25.0651 | 0.0060476 | 0.326% | 0.4966% | 1.619e-05 |  |  |  | 0.79 | 1.3991 | 0.24017 | 25.0651 | 0.0070504 | 0.7586% | 0.4966% | 3.7667e-05 |  |  | 0.79 | 1.3991 | 0.24017 | 25.0651 | 0.0073986 | 1.191% | 0.4966% | 5.9161e-05
[5 empty] | 0.795 | 1.42 | 0.23677 | 26.3049 | 0.0063467 | 0.3421% | 0.4964% | 1.6985e-05 |  |  |  | 0.795 | 1.42 | 0.23677 | 26.3049 | 0.0073992 | 0.7959% | 0.4964% | 3.9512e-05 |  |  | 0.795 | 1.42 | 0.23677 | 26.3049 | 0.0077646 | 1.25% | 0.4964% | 6.2054e-05
[5 empty] | 0.8 | 1.4413 | 0.2333 | 27.6254 | 0.0066654 | 0.3593% | 0.4963% | 1.7831e-05 |  |  |  | 0.8 | 1.4413 | 0.2333 | 27.6254 | 0.0077706 | 0.8357% | 0.4963% | 4.1477e-05 |  |  | 0.8 | 1.4413 | 0.2333 | 27.6254 | 0.0081544 | 1.312% | 0.4963% | 6.5131e-05
[5 empty] | 0.805 | 1.4629 | 0.22976 | 29.0338 | 0.0070052 | 0.3776% | 0.4962% | 1.8734e-05 |  |  |  | 0.805 | 1.4629 | 0.22976 | 29.0338 | 0.0081668 | 0.8781% | 0.4962% | 4.357e-05 |  |  | 0.805 | 1.4629 | 0.22976 | 29.0338 | 0.0085701 | 1.379% | 0.4962% | 6.841e-05
[5 empty] | 0.81 | 1.4848 | 0.22614 | 30.5379 | 0.0073681 | 0.3971% | 0.496% | 1.9697e-05 |  |  |  | 0.81 | 1.4848 | 0.22614 | 30.5379 | 0.0085898 | 0.9234% | 0.496% | 4.5804e-05 |  |  | 0.81 | 1.4848 | 0.22614 | 30.5379 | 0.0090141 | 1.45% | 0.496% | 7.1908e-05
[5 empty] | 0.815 | 1.5071 | 0.22244 | 32.1464 | 0.0077562 | 0.418% | 0.4959% | 2.0726e-05 |  |  |  | 0.815 | 1.5071 | 0.22244 | 32.1464 | 0.0090423 | 0.9718% | 0.4959% | 4.819e-05 |  |  | 0.815 | 1.5071 | 0.22244 | 32.1464 | 0.0094889 | 1.525% | 0.4959% | 7.5643e-05
[5 empty] | 0.82 | 1.5298 | 0.21867 | 33.869 | 0.0081718 | 0.4403% | 0.4957% | 2.1827e-05 |  |  |  | 0.82 | 1.5298 | 0.21867 | 33.869 | 0.0095268 | 1.024% | 0.4957% | 5.0743e-05 |  |  | 0.82 | 1.5298 | 0.21867 | 33.869 | 0.0099973 | 1.607% | 0.4957% | 7.9638e-05
[5 empty] | 0.825 | 1.5529 | 0.21481 | 35.7167 | 0.0086176 | 0.4643% | 0.4956% | 2.3007e-05 |  |  |  | 0.825 | 1.5529 | 0.21481 | 35.7167 | 0.010047 | 1.079% | 0.4956% | 5.3478e-05 |  |  | 0.825 | 1.5529 | 0.21481 | 35.7167 | 0.010543 | 1.693% | 0.4956% | 8.3918e-05
[5 empty] | 0.83 | 1.5764 | 0.21088 | 37.7018 | 0.0090966 | 0.49% | 0.4954% | 2.4274e-05 |  |  |  | 0.83 | 1.5764 | 0.21088 | 37.7018 | 0.010605 | 1.139% | 0.4954% | 5.6413e-05 |  |  | 0.83 | 1.5764 | 0.21088 | 37.7018 | 0.011129 | 1.787% | 0.4954% | 8.8509e-05
[5 empty] | 0.835 | 1.6003 | 0.20686 | 39.8383 | 0.009612 | 0.5177% | 0.4952% | 2.5636e-05 |  |  |  | 0.835 | 1.6003 | 0.20686 | 39.8383 | 0.011206 | 1.203% | 0.4952% | 5.9569e-05 |  |  | 0.835 | 1.6003 | 0.20686 | 39.8383 | 0.011759 | 1.887% | 0.4952% | 9.3442e-05
[5 empty] | 0.84 | 1.6247 | 0.20276 | 42.1418 | 0.010168 | 0.5476% | 0.495% | 2.7104e-05 |  |  |  | 0.84 | 1.6247 | 0.20276 | 42.1418 | 0.011854 | 1.272% | 0.495% | 6.2966e-05 |  |  | 0.84 | 1.6247 | 0.20276 | 42.1418 | 0.012439 | 1.995% | 0.495% | 9.8751e-05
[5 empty] | 0.845 | 1.6496 | 0.19857 | 44.6303 | 0.010768 | 0.5798% | 0.4948% | 2.8687e-05 |  |  |  | 0.845 | 1.6496 | 0.19857 | 44.6303 | 0.012554 | 1.347% | 0.4948% | 6.6631e-05 |  |  | 0.845 | 1.6496 | 0.19857 | 44.6303 | 0.013174 | 2.112% | 0.4948% | 0.00010448
[5 empty] | 0.85 | 1.6751 | 0.1943 | 47.3243 | 0.011418 | 0.6147% | 0.4946% | 3.04e-05 |  |  |  | 0.85 | 1.6751 | 0.1943 | 47.3243 | 0.013312 | 1.427% | 0.4946% | 7.0592e-05 |  |  | 0.85 | 1.6751 | 0.1943 | 47.3243 | 0.013969 | 2.238% | 0.4946% | 0.00011066
[5 empty] | 0.855 | 1.7011 | 0.18994 | 50.247 | 0.012123 | 0.6525% | 0.4943% | 3.2256e-05 |  |  |  | 0.855 | 1.7011 | 0.18994 | 50.247 | 0.014134 | 1.515% | 0.4943% | 7.4883e-05 |  |  | 0.855 | 1.7011 | 0.18994 | 50.247 | 0.014832 | 2.374% | 0.4943% | 0.00011736
[5 empty] | 0.86 | 1.7277 | 0.18548 | 53.4253 | 0.01289 | 0.6937% | 0.4941% | 3.4272e-05 |  |  |  | 0.86 | 1.7277 | 0.18548 | 53.4253 | 0.015028 | 1.61% | 0.4941% | 7.954e-05 |  |  | 0.86 | 1.7277 | 0.18548 | 53.4253 | 0.01577 | 2.522% | 0.4941% | 0.00012462
[5 empty] | 0.865 | 1.755 | 0.18093 | 56.8904 | 0.013726 | 0.7385% | 0.4938% | 3.6466e-05 |  |  |  | 0.865 | 1.755 | 0.18093 | 56.8904 | 0.016002 | 1.713% | 0.4938% | 8.4608e-05 |  |  | 0.865 | 1.755 | 0.18093 | 56.8904 | 0.016793 | 2.684% | 0.4938% | 0.00013252
[5 empty] | 0.87 | 1.783 | 0.17629 | 60.6783 | 0.01464 | 0.7875% | 0.4935% | 3.8861e-05 |  |  |  | 0.87 | 1.783 | 0.17629 | 60.6783 | 0.017068 | 1.826% | 0.4935% | 9.0136e-05 |  |  | 0.87 | 1.783 | 0.17629 | 60.6783 | 0.017911 | 2.86% | 0.4935% | 0.00014114
[5 empty] | 0.875 | 1.8118 | 0.17154 | 64.831 | 0.015642 | 0.8411% | 0.4932% | 4.1483e-05 |  |  |  | 0.875 | 1.8118 | 0.17154 | 64.831 | 0.018236 | 1.95% | 0.4932% | 9.6183e-05 |  |  | 0.875 | 1.8118 | 0.17154 | 64.831 | 0.019137 | 3.053% | 0.4932% | 0.00015055
[5 empty] | 0.88 | 1.8413 | 0.1667 | 69.3982 | 0.016744 | 0.9001% | 0.4928% | 4.4362e-05 |  |  |  | 0.88 | 1.8413 | 0.1667 | 69.3982 | 0.019521 | 2.086% | 0.4928% | 0.00010282 |  |  | 0.88 | 1.8413 | 0.1667 | 69.3982 | 0.020485 | 3.264% | 0.4928% | 0.00016087
[5 empty] | 0.885 | 1.8718 | 0.16175 | 74.4379 | 0.01796 | 0.9652% | 0.4925% | 4.7532e-05 |  |  |  | 0.885 | 1.8718 | 0.16175 | 74.4379 | 0.020938 | 2.236% | 0.4925% | 0.00011012 |  |  | 0.885 | 1.8718 | 0.16175 | 74.4379 | 0.021972 | 3.497% | 0.4925% | 0.00017222
[5 empty] | 0.89 | 1.9032 | 0.1567 | 80.0198 | 0.019307 | 1.037% | 0.4921% | 5.1036e-05 |  |  |  | 0.89 | 1.9032 | 0.1567 | 80.0198 | 0.022508 | 2.402% | 0.4921% | 0.00011818 |  |  | 0.89 | 1.9032 | 0.1567 | 80.0198 | 0.02362 | 3.754% | 0.4921% | 0.00018473
[5 empty] | 0.895 | 1.9356 | 0.15153 | 86.2268 | 0.020804 | 1.117% | 0.4916% | 5.4923e-05 |  |  |  | 0.895 | 1.9356 | 0.15153 | 86.2268 | 0.024254 | 2.585% | 0.4916% | 0.00012711 |  |  | 0.895 | 1.9356 | 0.15153 | 86.2268 | 0.025452 | 4.039% | 0.4916% | 0.00019859
[5 empty] | 0.9 | 1.9692 | 0.14625 | 93.1592 | 0.022477 | 1.206% | 0.4912% | 5.9254e-05 |  |  |  | 0.9 | 1.9692 | 0.14625 | 93.1592 | 0.026204 | 2.79% | 0.4912% | 0.00013705 |  |  | 0.9 | 1.9692 | 0.14625 | 93.1592 | 0.027498 | 4.357% | 0.4912% | 0.00021399
[5 empty] | 0.905 | 2.0041 | 0.14085 | 100.9389 | 0.024354 | 1.307% | 0.4906% | 6.41e-05 |  |  |  | 0.905 | 2.0041 | 0.14085 | 100.9389 | 0.028393 | 3.02% | 0.4906% | 0.00014816 |  |  | 0.905 | 2.0041 | 0.14085 | 100.9389 | 0.029795 | 4.712% | 0.4906% | 0.00023119
[5 empty] | 0.91 | 2.0403 | 0.13533 | 109.716 | 0.026472 | 1.419% | 0.49% | 6.955e-05 |  |  |  | 0.91 | 2.0403 | 0.13533 | 109.716 | 0.030861 | 3.278% | 0.49% | 0.00016064 |  |  | 0.91 | 2.0403 | 0.13533 | 109.716 | 0.032386 | 5.111% | 0.49% | 0.00025046
[5 empty] | 0.915 | 2.078 | 0.12967 | 119.6763 | 0.028875 | 1.547% | 0.4894% | 7.5714e-05 |  |  |  | 0.915 | 2.078 | 0.12967 | 119.6763 | 0.033663 | 3.57% | 0.4894% | 0.00017472 |  |  | 0.915 | 2.078 | 0.12967 | 119.6763 | 0.035326 | 5.562% | 0.4894% | 0.00027219
[5 empty] | 0.92 | 2.1174 | 0.12389 | 131.0538 | 0.03162 | 1.693% | 0.4886% | 8.2725e-05 |  |  |  | 0.92 | 2.1174 | 0.12389 | 131.0538 | 0.036863 | 3.903% | 0.4886% | 0.00019072 |  |  | 0.92 | 2.1174 | 0.12389 | 131.0538 | 0.038684 | 6.074% | 0.4886% | 0.00029682
[5 empty] | 0.925 | 2.1588 | 0.11796 | 144.1456 | 0.034779 | 1.861% | 0.4878% | 9.0757e-05 |  |  |  | 0.925 | 2.1588 | 0.11796 | 144.1456 | 0.040546 | 4.284% | 0.4878% | 0.000209 |  |  | 0.925 | 2.1588 | 0.11796 | 144.1456 | 0.042548 | 6.661% | 0.4878% | 0.00032491
[5 empty] | 0.93 | 2.2023 | 0.11189 | 159.3357 | 0.038444 | 2.055% | 0.4868% | 0.00010003 |  |  |  | 0.93 | 2.2023 | 0.11189 | 159.3357 | 0.044819 | 4.725% | 0.4868% | 0.00023004 |  |  | 0.93 | 2.2023 | 0.11189 | 159.3357 | 0.047032 | 7.336% | 0.4868% | 0.00035716
[5 empty] | 0.935 | 2.2483 | 0.10566 | 177.1275 | 0.042737 | 2.281% | 0.4858% | 0.00011082 |  |  |  | 0.935 | 2.2483 | 0.10566 | 177.1275 | 0.049823 | 5.239% | 0.4858% | 0.00025447 |  |  | 0.935 | 2.2483 | 0.10566 | 177.1275 | 0.052284 | 8.121% | 0.4858% | 0.0003945
[5 empty] | 0.94 | 2.2971 | 0.099269 | 198.1947 | 0.04782 | 2.549% | 0.4845% | 0.00012351 |  |  |  | 0.94 | 2.2971 | 0.099269 | 198.1947 | 0.055749 | 5.843% | 0.4845% | 0.0002831 |  |  | 0.94 | 2.2971 | 0.099269 | 198.1947 | 0.058503 | 9.042% | 0.4845% | 0.00043809
[5 empty] | 0.945 | 2.3492 | 0.092701 | 223.4578 | 0.053915 | 2.869% | 0.483% | 0.0001386 |  |  |  | 0.945 | 2.3492 | 0.092701 | 223.4578 | 0.062855 | 6.563% | 0.483% | 0.000317 |  |  | 0.945 | 2.3492 | 0.092701 | 223.4578 | 0.06596 | 10.13% | 0.483% | 0.0004895
[5 empty] | 0.95 | 2.4052 | 0.085946 | 254.2074 | 0.061334 | 3.258% | 0.4812% | 0.00015678 |  |  |  | 0.95 | 2.4052 | 0.085946 | 254.2074 | 0.071505 | 7.432% | 0.4812% | 0.00035765 |  |  | 0.95 | 2.4052 | 0.085946 | 254.2074 | 0.075036 | 11.45% | 0.4812% | 0.00055083
[5 empty] | 0.955 | 2.4658 | 0.078989 | 292.3082 | 0.070527 | 3.737% | 0.4791% | 0.00017903 |  |  |  | 0.955 | 2.4658 | 0.078989 | 292.3082 | 0.082222 | 8.497% | 0.4791% | 0.00040709 |  |  | 0.955 | 2.4658 | 0.078989 | 292.3082 | 0.086283 | 13.04% | 0.4791% | 0.00062497
[5 empty] | 0.96 | 2.5322 | 0.071811 | 340.5548 | 0.082168 | 4.34% | 0.4764% | 0.00020678 |  |  |  | 0.96 | 2.5322 | 0.071811 | 340.5548 | 0.095793 | 9.828% | 0.4764% | 0.00046827 |  |  | 0.96 | 2.5322 | 0.071811 | 340.5548 | 0.10052 | 15.03% | 0.4764% | 0.000716
[5 empty] | 0.965 | 2.6057 | 0.064392 | 403.3263 | 0.097313 | 5.119% | 0.4731% | 0.00024218 |  |  |  | 0.965 | 2.6057 | 0.064392 | 403.3263 | 0.11345 | 11.53% | 0.4731% | 0.00054554 |  |  | 0.965 | 2.6057 | 0.064392 | 403.3263 | 0.11905 | 17.54% | 0.4731% | 0.00082982
[5 empty] | 0.97 | 2.6883 | 0.056702 | 487.8835 | 0.11771 | 6.159% | 0.4687% | 0.00028866 |  |  |  | 0.97 | 2.6883 | 0.056702 | 487.8835 | 0.13723 | 13.78% | 0.4687% | 0.00064564 |  |  | 0.97 | 2.6883 | 0.056702 | 487.8835 | 0.14401 | 20.81% | 0.4687% | 0.00097527
[5 empty] | 0.975 | 2.7833 | 0.048704 | 607.1843 | 0.1465 | 7.606% | 0.4627% | 0.00035194 |  |  |  | 0.975 | 2.7833 | 0.048704 | 607.1843 | 0.17079 | 16.84% | 0.4627% | 0.0007794 |  |  | 0.975 | 2.7833 | 0.048704 | 607.1843 | 0.17923 | 25.2% | 0.4627% | 0.001166
[5 empty] | 0.98 | 2.8959 | 0.040348 | 786.7966 | 0.18984 | 9.743% | 0.4541% | 0.00044243 |  |  |  | 0.98 | 2.8959 | 0.040348 | 786.7966 | 0.22131 | 21.26% | 0.4541% | 0.00096539 |  |  | 0.98 | 2.8959 | 0.040348 | 786.7966 | 0.23224 | 31.36% | 0.4541% | 0.0014238
[5 empty] | 0.985 | 3.0355 | 0.031559 | 1085.1061 | 0.26181 | 13.18% | 0.4406% | 0.00058087 |  |  |  | 0.985 | 3.0355 | 0.031559 | 1085.1061 | 0.30522 | 28.08% | 0.4406% | 0.0012373 |  |  | 0.985 | 3.0355 | 0.031559 | 1085.1061 | 0.3203 | 40.48% | 0.4406% | 0.0017836
[5 empty] | 0.99 | 3.223 | 0.02221 | 1671.0183 | 0.40318 | 19.56% | 0.4165% | 0.00081479 |  |  |  | 0.99 | 3.223 | 0.02221 | 1671.0183 | 0.47003 | 39.81% | 0.4165% | 0.0016579 |  |  | 0.99 | 3.223 | 0.02221 | 1671.0183 | 0.49325 | 55.02% | 0.4165% | 0.0022916
[5 empty] | 0.995 | 3.5224 | 0.01205 | 3329.346 | 0.80329 | 35.19% | 0.3607% | 0.0012696 |  |  |  | 0.995 | 3.5224 | 0.01205 | 3329.346 | 0.93649 | 63.63% | 0.3607% | 0.0022954 |  |  | 0.995 | 3.5224 | 0.01205 | 3329.346 | 0.98275 | 79.65% | 0.3607% | 0.0028733
Air Exchange Rate | AER | 4 | hr-1 |  | CoV-2: Standing, Speaking | 1 | hr | 0.43136 | 1.2 |  |  | R(ERq) |  |  |  | CoV-2: Standing, Speaking | 2 | hr | 0.43136 | 1.2 |  |  | R(ERq) |  |  | CoV-2: Standing, Speaking | 3 | hr | 0.43136 | 1.2 |  |  | R(ERq)
Particle Deposition Rate | k | 0.24 | hr-1 |  | Percentile Increment | log10ERq | pdf log10ERq | ERq | Avg quanta/m3 | PI(ERq) | PERq | PI(ERq)*PERq | Risk = | 0.0055774 |  | Percentile Increment | log10ERq | pdf log10ERq | ERq | Avg quanta/m3 | PI(ERq) | PERq | PI(ERq)*PERq | Risk = | 0.011712 | Percentile Increment | log10ERq | pdf log10ERq | ERq | Avg quanta/m3 | PI(ERq) | PERq | PI(ERq)*PERq | Risk = | 0.017137
Viral Inactivation Rate | λ | 0.63 | hr-1 |  | 0.005 | -2.6596 | 0.01205 | 0.0021896 | 4.475e-07 | 2.416e-05% |  | 0 | Percentile = | 0.855 |  | 0.005 | -2.6596 | 0.01205 | 0.0021896 | 5.0432e-07 | 5.447e-05% |  | 0 | Percentile = | 0.85 | 0.005 | -2.6596 | 0.01205 | 0.0021896 | 5.2355e-07 | 8.481e-05% |  | 0 | Percentile = | 0.84
| IVRR | 4.87 |  |  | 0.01 | -2.3603 | 0.02221 | 0.0043626 | 8.916e-07 | 4.815e-05% | 0.6649% | 3.2014e-09 | R(ERq)max = | 0.1109% |  | 0.01 | -2.3603 | 0.02221 | 0.0043626 | 1.0048e-06 | 0.0001085% | 0.6649% | 7.2157e-09 | R(ERq)max = | 0.2032% | 0.01 | -2.3603 | 0.02221 | 0.0043626 | 1.0431e-06 | 0.000169% | 0.6649% | 1.1236e-08 | R(ERq)max = | 0.2614%
[5 empty] | 0.015 | -2.1727 | 0.031559 | 0.0067182 | 1.373e-06 | 7.414e-05% | 0.5918% | 4.3875e-09 | PI 90% = | 1.023% |  | 0.015 | -2.1727 | 0.031559 | 0.0067182 | 1.5474e-06 | 0.0001671% | 0.5918% | 9.8891e-09 | PI 90% = | 2.291% | 0.015 | -2.1727 | 0.031559 | 0.0067182 | 1.6064e-06 | 0.0002602% | 0.5918% | 1.5399e-08 | PI 90% = | 3.544%
[5 empty] | 0.02 | -2.0331 | 0.040348 | 0.0092654 | 1.8936e-06 | 0.0001023% | 0.5633% | 5.76e-09 | Percentile = | 0.9 |  | 0.02 | -2.0331 | 0.040348 | 0.0092654 | 2.134e-06 | 0.0002305% | 0.5633% | 1.2983e-08 | Percentile = | 0.9 | 0.02 | -2.0331 | 0.040348 | 0.0092654 | 2.2154e-06 | 0.0003589% | 0.5633% | 2.0217e-08 | Percentile = | 0.9
[5 empty] | 0.025 | -1.9206 | 0.048704 | 0.012006 | 2.4537e-06 | 0.0001325% | 0.5481% | 7.2628e-09 |  |  |  | 0.025 | -1.9206 | 0.048704 | 0.012006 | 2.7653e-06 | 0.0002987% | 0.5481% | 1.637e-08 |  |  | 0.025 | -1.9206 | 0.048704 | 0.012006 | 2.8708e-06 | 0.0004651% | 0.5481% | 2.5491e-08
[5 empty] | 0.03 | -1.8256 | 0.056702 | 0.014942 | 3.0538e-06 | 0.0001649% | 0.5387% | 8.8832e-09 |  |  |  | 0.03 | -1.8256 | 0.056702 | 0.014942 | 3.4415e-06 | 0.0003717% | 0.5387% | 2.0022e-08 |  |  | 0.03 | -1.8256 | 0.056702 | 0.014942 | 3.5727e-06 | 0.0005788% | 0.5387% | 3.1178e-08
[5 empty] | 0.035 | -1.7429 | 0.064392 | 0.018075 | 3.694e-06 | 0.0001995% | 0.5323% | 1.0617e-08 |  |  |  | 0.035 | -1.7429 | 0.064392 | 0.018075 | 4.163e-06 | 0.0004496% | 0.5323% | 2.3931e-08 |  |  | 0.035 | -1.7429 | 0.064392 | 0.018075 | 4.3218e-06 | 0.0007001% | 0.5323% | 3.7265e-08
[5 empty] | 0.04 | -1.6695 | 0.071811 | 0.021406 | 4.3749e-06 | 0.0002362% | 0.5276% | 1.2464e-08 |  |  |  | 0.04 | -1.6695 | 0.071811 | 0.021406 | 4.9303e-06 | 0.0005325% | 0.5276% | 2.8093e-08 |  |  | 0.04 | -1.6695 | 0.071811 | 0.021406 | 5.1183e-06 | 0.0008292% | 0.5276% | 4.3747e-08
[5 empty] | 0.045 | -1.6031 | 0.078989 | 0.024939 | 5.0969e-06 | 0.0002752% | 0.5241% | 1.4424e-08 |  |  |  | 0.045 | -1.6031 | 0.078989 | 0.024939 | 5.7441e-06 | 0.0006204% | 0.5241% | 3.2511e-08 |  |  | 0.045 | -1.6031 | 0.078989 | 0.024939 | 5.9631e-06 | 0.000966% | 0.5241% | 5.0626e-08
[5 empty] | 0.05 | -1.5425 | 0.085946 | 0.028677 | 5.8609e-06 | 0.0003165% | 0.5213% | 1.6498e-08 |  |  |  | 0.05 | -1.5425 | 0.085946 | 0.028677 | 6.605e-06 | 0.0007133% | 0.5213% | 3.7186e-08 |  |  | 0.05 | -1.5425 | 0.085946 | 0.028677 | 6.8569e-06 | 0.001111% | 0.5213% | 5.7906e-08
[5 empty] | 0.055 | -1.4865 | 0.092701 | 0.032624 | 6.6674e-06 | 0.00036% | 0.5191% | 1.8688e-08 |  |  |  | 0.055 | -1.4865 | 0.092701 | 0.032624 | 7.514e-06 | 0.0008115% | 0.5191% | 4.2122e-08 |  |  | 0.055 | -1.4865 | 0.092701 | 0.032624 | 7.8005e-06 | 0.001264% | 0.5191% | 6.5592e-08
[5 empty] | 0.06 | -1.4344 | 0.099269 | 0.036782 | 7.5172e-06 | 0.0004059% | 0.5172% | 2.0996e-08 |  |  |  | 0.06 | -1.4344 | 0.099269 | 0.036782 | 8.4717e-06 | 0.0009149% | 0.5172% | 4.7323e-08 |  |  | 0.06 | -1.4344 | 0.099269 | 0.036782 | 8.7948e-06 | 0.001425% | 0.5172% | 7.3691e-08
[5 empty] | 0.065 | -1.3856 | 0.10566 | 0.041157 | 8.4113e-06 | 0.0004542% | 0.5157% | 2.3423e-08 |  |  |  | 0.065 | -1.3856 | 0.10566 | 0.041157 | 9.4793e-06 | 0.001024% | 0.5157% | 5.2795e-08 |  |  | 0.065 | -1.3856 | 0.10566 | 0.041157 | 9.8408e-06 | 0.001594% | 0.5157% | 8.2212e-08
[5 empty] | 0.07 | -1.3396 | 0.11189 | 0.045752 | 9.3506e-06 | 0.0005049% | 0.5144% | 2.5973e-08 |  |  |  | 0.07 | -1.3396 | 0.11189 | 0.045752 | 1.0538e-05 | 0.001138% | 0.5144% | 5.8542e-08 |  |  | 0.07 | -1.3396 | 0.11189 | 0.045752 | 1.094e-05 | 0.001772% | 0.5144% | 9.1161e-08
[5 empty] | 0.075 | -1.2961 | 0.11796 | 0.050574 | 1.0336e-05 | 0.0005581% | 0.5133% | 2.8648e-08 |  |  |  | 0.075 | -1.2961 | 0.11796 | 0.050574 | 1.1648e-05 | 0.001258% | 0.5133% | 6.457e-08 |  |  | 0.075 | -1.2961 | 0.11796 | 0.050574 | 1.2092e-05 | 0.001959% | 0.5133% | 1.0055e-07
[5 empty] | 0.08 | -1.2547 | 0.12389 | 0.055626 | 1.1368e-05 | 0.0006139% | 0.5123% | 3.145e-08 |  |  |  | 0.08 | -1.2547 | 0.12389 | 0.055626 | 1.2812e-05 | 0.001384% | 0.5123% | 7.0886e-08 |  |  | 0.08 | -1.2547 | 0.12389 | 0.055626 | 1.33e-05 | 0.002155% | 0.5123% | 1.1038e-07
[5 empty] | 0.085 | -1.2153 | 0.12967 | 0.060914 | 1.2449e-05 | 0.0006723% | 0.5115% | 3.4383e-08 |  |  |  | 0.085 | -1.2153 | 0.12967 | 0.060914 | 1.403e-05 | 0.001515% | 0.5115% | 7.7496e-08 |  |  | 0.085 | -1.2153 | 0.12967 | 0.060914 | 1.4565e-05 | 0.002359% | 0.5115% | 1.2068e-07
[5 empty] | 0.09 | -1.1775 | 0.13533 | 0.066444 | 1.3579e-05 | 0.0007333% | 0.5107% | 3.7449e-08 |  |  |  | 0.09 | -1.1775 | 0.13533 | 0.066444 | 1.5304e-05 | 0.001653% | 0.5107% | 8.4407e-08 |  |  | 0.09 | -1.1775 | 0.13533 | 0.066444 | 1.5887e-05 | 0.002574% | 0.5107% | 1.3144e-07
[5 empty] | 0.095 | -1.1413 | 0.14085 | 0.072222 | 1.476e-05 | 0.000797% | 0.51% | 4.0652e-08 |  |  |  | 0.095 | -1.1413 | 0.14085 | 0.072222 | 1.6634e-05 | 0.001796% | 0.51% | 9.1626e-08 |  |  | 0.095 | -1.1413 | 0.14085 | 0.072222 | 1.7269e-05 | 0.002797% | 0.51% | 1.4268e-07
[5 empty] | 0.1 | -1.1065 | 0.14625 | 0.078253 | 1.5993e-05 | 0.0008636% | 0.5094% | 4.3995e-08 |  |  |  | 0.1 | -1.1065 | 0.14625 | 0.078253 | 1.8023e-05 | 0.001947% | 0.5094% | 9.9161e-08 |  |  | 0.1 | -1.1065 | 0.14625 | 0.078253 | 1.8711e-05 | 0.003031% | 0.5094% | 1.5441e-07
[5 empty] | 0.105 | -1.0729 | 0.15153 | 0.084544 | 1.7279e-05 | 0.000933% | 0.5089% | 4.7481e-08 |  |  |  | 0.105 | -1.0729 | 0.15153 | 0.084544 | 1.9472e-05 | 0.002103% | 0.5089% | 1.0702e-07 |  |  | 0.105 | -1.0729 | 0.15153 | 0.084544 | 2.0215e-05 | 0.003275% | 0.5089% | 1.6665e-07
[5 empty] | 0.11 | -1.0405 | 0.1567 | 0.091102 | 1.8619e-05 | 0.001005% | 0.5084% | 5.1115e-08 |  |  |  | 0.11 | -1.0405 | 0.1567 | 0.091102 | 2.0983e-05 | 0.002266% | 0.5084% | 1.1521e-07 |  |  | 0.11 | -1.0405 | 0.1567 | 0.091102 | 2.1783e-05 | 0.003529% | 0.5084% | 1.794e-07
[5 empty] | 0.115 | -1.0091 | 0.16175 | 0.097934 | 2.0015e-05 | 0.001081% | 0.508% | 5.49e-08 |  |  |  | 0.115 | -1.0091 | 0.16175 | 0.097934 | 2.2556e-05 | 0.002436% | 0.508% | 1.2374e-07 |  |  | 0.115 | -1.0091 | 0.16175 | 0.097934 | 2.3417e-05 | 0.003793% | 0.508% | 1.9269e-07
[5 empty] | 0.12 | -0.97862 | 0.1667 | 0.10505 | 2.1469e-05 | 0.001159% | 0.5075% | 5.8839e-08 |  |  |  | 0.12 | -0.97862 | 0.1667 | 0.10505 | 2.4194e-05 | 0.002613% | 0.5075% | 1.3262e-07 |  |  | 0.12 | -0.97862 | 0.1667 | 0.10505 | 2.5117e-05 | 0.004069% | 0.5075% | 2.0651e-07
[5 empty] | 0.125 | -0.94906 | 0.17154 | 0.11245 | 2.2981e-05 | 0.001241% | 0.5072% | 6.2938e-08 |  |  |  | 0.125 | -0.94906 | 0.17154 | 0.11245 | 2.5899e-05 | 0.002797% | 0.5072% | 1.4186e-07 |  |  | 0.125 | -0.94906 | 0.17154 | 0.11245 | 2.6886e-05 | 0.004356% | 0.5072% | 2.209e-07
[5 empty] | 0.13 | -0.92031 | 0.17629 | 0.12014 | 2.4554e-05 | 0.001326% | 0.5068% | 6.72e-08 |  |  |  | 0.13 | -0.92031 | 0.17629 | 0.12014 | 2.7671e-05 | 0.002988% | 0.5068% | 1.5146e-07 |  |  | 0.13 | -0.92031 | 0.17629 | 0.12014 | 2.8727e-05 | 0.004654% | 0.5068% | 2.3586e-07
[5 empty] | 0.135 | -0.89231 | 0.18093 | 0.12814 | 2.6189e-05 | 0.001414% | 0.5065% | 7.1629e-08 |  |  |  | 0.135 | -0.89231 | 0.18093 | 0.12814 | 2.9514e-05 | 0.003187% | 0.5065% | 1.6145e-07 |  |  | 0.135 | -0.89231 | 0.18093 | 0.12814 | 3.0639e-05 | 0.004963% | 0.5065% | 2.514e-07
[5 empty] | 0.14 | -0.86502 | 0.18548 | 0.13645 | 2.7887e-05 | 0.001506% | 0.5062% | 7.623e-08 |  |  |  | 0.14 | -0.86502 | 0.18548 | 0.13645 | 3.1428e-05 | 0.003394% | 0.5062% | 1.7182e-07 |  |  | 0.14 | -0.86502 | 0.18548 | 0.13645 | 3.2626e-05 | 0.005285% | 0.5062% | 2.6755e-07
[5 empty] | 0.145 | -0.83838 | 0.18994 | 0.14508 | 2.9651e-05 | 0.001601% | 0.5059% | 8.1008e-08 |  |  |  | 0.145 | -0.83838 | 0.18994 | 0.14508 | 3.3416e-05 | 0.003609% | 0.5059% | 1.8259e-07 |  |  | 0.145 | -0.83838 | 0.18994 | 0.14508 | 3.469e-05 | 0.00562% | 0.5059% | 2.8432e-07
[5 empty] | 0.15 | -0.81236 | 0.1943 | 0.15404 | 3.1482e-05 | 0.0017% | 0.5057% | 8.5967e-08 |  |  |  | 0.15 | -0.81236 | 0.1943 | 0.15404 | 3.548e-05 | 0.003832% | 0.5057% | 1.9376e-07 |  |  | 0.15 | -0.81236 | 0.1943 | 0.15404 | 3.6833e-05 | 0.005967% | 0.5057% | 3.0172e-07
[5 empty] | 0.155 | -0.7869 | 0.19857 | 0.16334 | 3.3383e-05 | 0.001803% | 0.5054% | 9.1113e-08 |  |  |  | 0.155 | -0.7869 | 0.19857 | 0.16334 | 3.7621e-05 | 0.004063% | 0.5054% | 2.0536e-07 |  |  | 0.155 | -0.7869 | 0.19857 | 0.16334 | 3.9056e-05 | 0.006327% | 0.5054% | 3.1978e-07
[5 empty] | 0.16 | -0.76199 | 0.20276 | 0.17299 | 3.5354e-05 | 0.001909% | 0.5052% | 9.645e-08 |  |  |  | 0.16 | -0.76199 | 0.20276 | 0.17299 | 3.9843e-05 | 0.004303% | 0.5052% | 2.1739e-07 |  |  | 0.16 | -0.76199 | 0.20276 | 0.17299 | 4.1362e-05 | 0.0067% | 0.5052% | 3.3852e-07
[5 empty] | 0.165 | -0.73757 | 0.20686 | 0.18299 | 3.7398e-05 | 0.002019% | 0.505% | 1.0198e-07 |  |  |  | 0.165 | -0.73757 | 0.20686 | 0.18299 | 4.2147e-05 | 0.004552% | 0.505% | 2.2987e-07 |  |  | 0.165 | -0.73757 | 0.20686 | 0.18299 | 4.3754e-05 | 0.007088% | 0.505% | 3.5794e-07
[5 empty] | 0.17 | -0.71363 | 0.21088 | 0.19336 | 3.9517e-05 | 0.002134% | 0.5048% | 1.0772e-07 |  |  |  | 0.17 | -0.71363 | 0.21088 | 0.19336 | 4.4535e-05 | 0.00481% | 0.5048% | 2.428e-07 |  |  | 0.17 | -0.71363 | 0.21088 | 0.19336 | 4.6233e-05 | 0.00749% | 0.5048% | 3.7808e-07
[5 empty] | 0.175 | -0.69014 | 0.21481 | 0.20411 | 4.1714e-05 | 0.002253% | 0.5046% | 1.1367e-07 |  |  |  | 0.175 | -0.69014 | 0.21481 | 0.20411 | 4.701e-05 | 0.005077% | 0.5046% | 2.5619e-07 |  |  | 0.175 | -0.69014 | 0.21481 | 0.20411 | 4.8803e-05 | 0.007906% | 0.5046% | 3.9894e-07
[5 empty] | 0.18 | -0.66707 | 0.21867 | 0.21524 | 4.3989e-05 | 0.002375% | 0.5044% | 1.1983e-07 |  |  |  | 0.18 | -0.66707 | 0.21867 | 0.21524 | 4.9575e-05 | 0.005354% | 0.5044% | 2.7008e-07 |  |  | 0.18 | -0.66707 | 0.21867 | 0.21524 | 5.1465e-05 | 0.008337% | 0.5044% | 4.2056e-07
[5 empty] | 0.185 | -0.6444 | 0.22244 | 0.22678 | 4.6347e-05 | 0.002503% | 0.5043% | 1.262e-07 |  |  |  | 0.185 | -0.6444 | 0.22244 | 0.22678 | 5.2231e-05 | 0.005641% | 0.5043% | 2.8445e-07 |  |  | 0.185 | -0.6444 | 0.22244 | 0.22678 | 5.4223e-05 | 0.008784% | 0.5043% | 4.4294e-07
[5 empty] | 0.19 | -0.62211 | 0.22614 | 0.23872 | 4.8788e-05 | 0.002635% | 0.5041% | 1.3281e-07 |  |  |  | 0.19 | -0.62211 | 0.22614 | 0.23872 | 5.4983e-05 | 0.005938% | 0.5041% | 2.9934e-07 |  |  | 0.19 | -0.62211 | 0.22614 | 0.23872 | 5.7079e-05 | 0.009246% | 0.5041% | 4.6613e-07
[5 empty] | 0.195 | -0.60018 | 0.22976 | 0.25109 | 5.1315e-05 | 0.002771% | 0.504% | 1.3965e-07 |  |  |  | 0.195 | -0.60018 | 0.22976 | 0.25109 | 5.7831e-05 | 0.006246% | 0.504% | 3.1475e-07 |  |  | 0.195 | -0.60018 | 0.22976 | 0.25109 | 6.0036e-05 | 0.009725% | 0.504% | 4.9013e-07
[5 empty] | 0.2 | -0.57858 | 0.2333 | 0.26389 | 5.3931e-05 | 0.002912% | 0.5038% | 1.4673e-07 |  |  |  | 0.2 | -0.57858 | 0.2333 | 0.26389 | 6.0779e-05 | 0.006564% | 0.5038% | 3.3071e-07 |  |  | 0.2 | -0.57858 | 0.2333 | 0.26389 | 6.3097e-05 | 0.01022% | 0.5038% | 5.1497e-07
[5 empty] | 0.205 | -0.55731 | 0.23677 | 0.27714 | 5.6639e-05 | 0.003058% | 0.5037% | 1.5405e-07 |  |  |  | 0.205 | -0.55731 | 0.23677 | 0.27714 | 6.383e-05 | 0.006893% | 0.5037% | 3.4721e-07 |  |  | 0.205 | -0.55731 | 0.23677 | 0.27714 | 6.6264e-05 | 0.01073% | 0.5037% | 5.4067e-07
[5 empty] | 0.21 | -0.53634 | 0.24017 | 0.29084 | 5.944e-05 | 0.00321% | 0.5036% | 1.6163e-07 |  |  |  | 0.21 | -0.53634 | 0.24017 | 0.29084 | 6.6988e-05 | 0.007234% | 0.5036% | 3.6429e-07 |  |  | 0.21 | -0.53634 | 0.24017 | 0.29084 | 6.9542e-05 | 0.01127% | 0.5036% | 5.6726e-07
[5 empty] | 0.215 | -0.51567 | 0.24349 | 0.30502 | 6.2339e-05 | 0.003366% | 0.5034% | 1.6947e-07 |  |  |  | 0.215 | -0.51567 | 0.24349 | 0.30502 | 7.0254e-05 | 0.007587% | 0.5034% | 3.8196e-07 |  |  | 0.215 | -0.51567 | 0.24349 | 0.30502 | 7.2933e-05 | 0.01181% | 0.5034% | 5.9478e-07
[5 empty] | 0.22 | -0.49527 | 0.24674 | 0.31969 | 6.5336e-05 | 0.003528% | 0.5033% | 1.7757e-07 |  |  |  | 0.22 | -0.49527 | 0.24674 | 0.31969 | 7.3632e-05 | 0.007952% | 0.5033% | 4.0023e-07 |  |  | 0.22 | -0.49527 | 0.24674 | 0.31969 | 7.644e-05 | 0.01238% | 0.5033% | 6.2323e-07
[5 empty] | 0.225 | -0.47513 | 0.24993 | 0.33486 | 6.8437e-05 | 0.003696% | 0.5032% | 1.8596e-07 |  |  |  | 0.225 | -0.47513 | 0.24993 | 0.33486 | 7.7126e-05 | 0.008329% | 0.5032% | 4.1913e-07 |  |  | 0.225 | -0.47513 | 0.24993 | 0.33486 | 8.0067e-05 | 0.01297% | 0.5032% | 6.5265e-07
[5 empty] | 0.23 | -0.45525 | 0.25304 | 0.35055 | 7.1643e-05 | 0.003869% | 0.5031% | 1.9463e-07 |  |  |  | 0.23 | -0.45525 | 0.25304 | 0.35055 | 8.0739e-05 | 0.008719% | 0.5031% | 4.3867e-07 |  |  | 0.23 | -0.45525 | 0.25304 | 0.35055 | 8.3818e-05 | 0.01358% | 0.5031% | 6.8307e-07
[5 empty] | 0.235 | -0.43561 | 0.25608 | 0.36677 | 7.4957e-05 | 0.004048% | 0.503% | 2.0359e-07 |  |  |  | 0.235 | -0.43561 | 0.25608 | 0.36677 | 8.4474e-05 | 0.009123% | 0.503% | 4.5886e-07 |  |  | 0.235 | -0.43561 | 0.25608 | 0.36677 | 8.7696e-05 | 0.01421% | 0.503% | 7.1452e-07
[5 empty] | 0.24 | -0.4162 | 0.25906 | 0.38353 | 7.8383e-05 | 0.004233% | 0.5029% | 2.1285e-07 |  |  |  | 0.24 | -0.4162 | 0.25906 | 0.38353 | 8.8336e-05 | 0.00954% | 0.5029% | 4.7974e-07 |  |  | 0.24 | -0.4162 | 0.25906 | 0.38353 | 9.1704e-05 | 0.01485% | 0.5029% | 7.4703e-07
[5 empty] | 0.245 | -0.39701 | 0.26197 | 0.40086 | 8.1925e-05 | 0.004424% | 0.5028% | 2.2243e-07 |  |  |  | 0.245 | -0.39701 | 0.26197 | 0.40086 | 9.2327e-05 | 0.009971% | 0.5028% | 5.0132e-07 |  |  | 0.245 | -0.39701 | 0.26197 | 0.40086 | 9.5848e-05 | 0.01553% | 0.5028% | 7.8063e-07
[5 empty] | 0.25 | -0.37802 | 0.26481 | 0.41877 | 8.5585e-05 | 0.004622% | 0.5027% | 2.3232e-07 |  |  |  | 0.25 | -0.37802 | 0.26481 | 0.41877 | 9.6452e-05 | 0.01042% | 0.5027% | 5.2362e-07 |  |  | 0.25 | -0.37802 | 0.26481 | 0.41877 | 0.00010013 | 0.01622% | 0.5027% | 8.1536e-07
[5 empty] | 0.255 | -0.35924 | 0.26759 | 0.43728 | 8.9368e-05 | 0.004826% | 0.5026% | 2.4254e-07 |  |  |  | 0.255 | -0.35924 | 0.26759 | 0.43728 | 0.00010072 | 0.01088% | 0.5026% | 5.4666e-07 |  |  | 0.255 | -0.35924 | 0.26759 | 0.43728 | 0.00010456 | 0.01694% | 0.5026% | 8.5124e-07
[5 empty] | 0.26 | -0.34065 | 0.2703 | 0.4564 | 9.3277e-05 | 0.005037% | 0.5025% | 2.5311e-07 |  |  |  | 0.26 | -0.34065 | 0.2703 | 0.4564 | 0.00010512 | 0.01135% | 0.5025% | 5.7047e-07 |  |  | 0.26 | -0.34065 | 0.2703 | 0.4564 | 0.00010913 | 0.01768% | 0.5025% | 8.8831e-07
[5 empty] | 0.265 | -0.32224 | 0.27295 | 0.47616 | 9.7315e-05 | 0.005255% | 0.5024% | 2.6402e-07 |  |  |  | 0.265 | -0.32224 | 0.27295 | 0.47616 | 0.00010967 | 0.01184% | 0.5024% | 5.9507e-07 |  |  | 0.265 | -0.32224 | 0.27295 | 0.47616 | 0.00011385 | 0.01844% | 0.5024% | 9.2661e-07
[5 empty] | 0.27 | -0.30401 | 0.27554 | 0.49658 | 0.00010149 | 0.00548% | 0.5024% | 2.753e-07 |  |  |  | 0.27 | -0.30401 | 0.27554 | 0.49658 | 0.00011437 | 0.01235% | 0.5024% | 6.2048e-07 |  |  | 0.27 | -0.30401 | 0.27554 | 0.49658 | 0.00011873 | 0.01923% | 0.5024% | 9.6618e-07
[5 empty] | 0.275 | -0.28595 | 0.27806 | 0.51767 | 0.0001058 | 0.005713% | 0.5023% | 2.8694e-07 |  |  |  | 0.275 | -0.28595 | 0.27806 | 0.51767 | 0.00011923 | 0.01288% | 0.5023% | 6.4673e-07 |  |  | 0.275 | -0.28595 | 0.27806 | 0.51767 | 0.00012378 | 0.02005% | 0.5023% | 1.007e-06
[5 empty] | 0.28 | -0.26805 | 0.28052 | 0.53945 | 0.00011025 | 0.005953% | 0.5022% | 2.9897e-07 |  |  |  | 0.28 | -0.26805 | 0.28052 | 0.53945 | 0.00012425 | 0.01342% | 0.5022% | 6.7384e-07 |  |  | 0.28 | -0.26805 | 0.28052 | 0.53945 | 0.00012899 | 0.02089% | 0.5022% | 1.0493e-06
[5 empty] | 0.285 | -0.2503 | 0.28292 | 0.56196 | 0.00011485 | 0.006202% | 0.5021% | 3.114e-07 |  |  |  | 0.285 | -0.2503 | 0.28292 | 0.56196 | 0.00012943 | 0.01398% | 0.5021% | 7.0184e-07 |  |  | 0.285 | -0.2503 | 0.28292 | 0.56196 | 0.00013437 | 0.02177% | 0.5021% | 1.0929e-06
[5 empty] | 0.29 | -0.2327 | 0.28525 | 0.5852 | 0.0001196 | 0.006458% | 0.502% | 3.2423e-07 |  |  |  | 0.29 | -0.2327 | 0.28525 | 0.5852 | 0.00013478 | 0.01456% | 0.502% | 7.3076e-07 |  |  | 0.29 | -0.2327 | 0.28525 | 0.5852 | 0.00013992 | 0.02267% | 0.502% | 1.1379e-06
[5 empty] | 0.295 | -0.21524 | 0.28753 | 0.6092 | 0.0001245 | 0.006723% | 0.502% | 3.3748e-07 |  |  |  | 0.295 | -0.21524 | 0.28753 | 0.6092 | 0.00014031 | 0.01515% | 0.502% | 7.6063e-07 |  |  | 0.295 | -0.21524 | 0.28753 | 0.6092 | 0.00014566 | 0.02359% | 0.502% | 1.1844e-06
[5 empty] | 0.3 | -0.19792 | 0.28974 | 0.63399 | 0.00012957 | 0.006997% | 0.5019% | 3.5117e-07 |  |  |  | 0.3 | -0.19792 | 0.28974 | 0.63399 | 0.00014602 | 0.01577% | 0.5019% | 7.9147e-07 |  |  | 0.3 | -0.19792 | 0.28974 | 0.63399 | 0.00015159 | 0.02455% | 0.5019% | 1.2324e-06
[5 empty] | 0.305 | -0.18072 | 0.2919 | 0.65959 | 0.0001348 | 0.007279% | 0.5018% | 3.653e-07 |  |  |  | 0.305 | -0.18072 | 0.2919 | 0.65959 | 0.00015192 | 0.01641% | 0.5018% | 8.2332e-07 |  |  | 0.305 | -0.18072 | 0.2919 | 0.65959 | 0.00015771 | 0.02555% | 0.5018% | 1.282e-06
[5 empty] | 0.31 | -0.16366 | 0.29399 | 0.68603 | 0.00014021 | 0.007571% | 0.5018% | 3.7989e-07 |  |  |  | 0.31 | -0.16366 | 0.29399 | 0.68603 | 0.00015801 | 0.01706% | 0.5018% | 8.5621e-07 |  |  | 0.31 | -0.16366 | 0.29399 | 0.68603 | 0.00016403 | 0.02657% | 0.5018% | 1.3332e-06
[5 empty] | 0.315 | -0.14671 | 0.29603 | 0.71333 | 0.00014579 | 0.007872% | 0.5017% | 3.9496e-07 |  |  |  | 0.315 | -0.14671 | 0.29603 | 0.71333 | 0.0001643 | 0.01774% | 0.5017% | 8.9017e-07 |  |  | 0.315 | -0.14671 | 0.29603 | 0.71333 | 0.00017056 | 0.02763% | 0.5017% | 1.3861e-06
[5 empty] | 0.32 | -0.12987 | 0.29801 | 0.74152 | 0.00015155 | 0.008183% | 0.5017% | 4.1052e-07 |  |  |  | 0.32 | -0.12987 | 0.29801 | 0.74152 | 0.00017079 | 0.01844% | 0.5017% | 9.2524e-07 |  |  | 0.32 | -0.12987 | 0.29801 | 0.74152 | 0.0001773 | 0.02872% | 0.5017% | 1.4407e-06
[5 empty] | 0.325 | -0.11315 | 0.29993 | 0.77064 | 0.0001575 | 0.008504% | 0.5016% | 4.2658e-07 |  |  |  | 0.325 | -0.11315 | 0.29993 | 0.77064 | 0.00017749 | 0.01917% | 0.5016% | 9.6144e-07 |  |  | 0.325 | -0.11315 | 0.29993 | 0.77064 | 0.00018426 | 0.02985% | 0.5016% | 1.4971e-06
[5 empty] | 0.33 | -0.096532 | 0.30179 | 0.8007 | 0.00016364 | 0.008836% | 0.5015% | 4.4317e-07 |  |  |  | 0.33 | -0.096532 | 0.30179 | 0.8007 | 0.00018442 | 0.01992% | 0.5015% | 9.9883e-07 |  |  | 0.33 | -0.096532 | 0.30179 | 0.8007 | 0.00019145 | 0.03101% | 0.5015% | 1.5553e-06
[5 empty] | 0.335 | -0.080014 | 0.30359 | 0.83174 | 0.00016998 | 0.009179% | 0.5015% | 4.603e-07 |  |  |  | 0.335 | -0.080014 | 0.30359 | 0.83174 | 0.00019157 | 0.02069% | 0.5015% | 1.0374e-06 |  |  | 0.335 | -0.080014 | 0.30359 | 0.83174 | 0.00019887 | 0.03221% | 0.5015% | 1.6154e-06
[5 empty] | 0.34 | -0.063592 | 0.30534 | 0.86379 | 0.00017654 | 0.009532% | 0.5014% | 4.7798e-07 |  |  |  | 0.34 | -0.063592 | 0.30534 | 0.86379 | 0.00019895 | 0.02148% | 0.5014% | 1.0773e-06 |  |  | 0.34 | -0.063592 | 0.30534 | 0.86379 | 0.00020654 | 0.03345% | 0.5014% | 1.6774e-06
[5 empty] | 0.345 | -0.047262 | 0.30703 | 0.89689 | 0.0001833 | 0.009898% | 0.5014% | 4.9624e-07 |  |  |  | 0.345 | -0.047262 | 0.30703 | 0.89689 | 0.00020657 | 0.02231% | 0.5014% | 1.1184e-06 |  |  | 0.345 | -0.047262 | 0.30703 | 0.89689 | 0.00021445 | 0.03473% | 0.5014% | 1.7415e-06
[5 empty] | 0.35 | -0.031021 | 0.30867 | 0.93106 | 0.00019028 | 0.01027% | 0.5013% | 5.151e-07 |  |  |  | 0.35 | -0.031021 | 0.30867 | 0.93106 | 0.00021444 | 0.02316% | 0.5013% | 1.1609e-06 |  |  | 0.35 | -0.031021 | 0.30867 | 0.93106 | 0.00022262 | 0.03606% | 0.5013% | 1.8077e-06
[5 empty] | 0.355 | -0.014864 | 0.31024 | 0.96635 | 0.0001975 | 0.01066% | 0.5013% | 5.3456e-07 |  |  |  | 0.355 | -0.014864 | 0.31024 | 0.96635 | 0.00022257 | 0.02404% | 0.5013% | 1.2048e-06 |  |  | 0.355 | -0.014864 | 0.31024 | 0.96635 | 0.00023106 | 0.03742% | 0.5013% | 1.876e-06
[5 empty] | 0.36 | 0.0012132 | 0.31176 | 1.0028 | 0.00020494 | 0.01107% | 0.5012% | 5.5467e-07 |  |  |  | 0.36 | 0.0012132 | 0.31176 | 1.0028 | 0.00023097 | 0.02494% | 0.5012% | 1.2501e-06 |  |  | 0.36 | 0.0012132 | 0.31176 | 1.0028 | 0.00023977 | 0.03884% | 0.5012% | 1.9465e-06
[5 empty] | 0.365 | 0.017213 | 0.31323 | 1.0404 | 0.00021264 | 0.01148% | 0.5012% | 5.7542e-07 |  |  |  | 0.365 | 0.017213 | 0.31323 | 1.0404 | 0.00023963 | 0.02588% | 0.5012% | 1.2969e-06 |  |  | 0.365 | 0.017213 | 0.31323 | 1.0404 | 0.00024877 | 0.04029% | 0.5012% | 2.0193e-06
[5 empty] | 0.37 | 0.03314 | 0.31464 | 1.0793 | 0.00022058 | 0.01191% | 0.5011% | 5.9686e-07 |  |  |  | 0.37 | 0.03314 | 0.31464 | 1.0793 | 0.00024859 | 0.02684% | 0.5011% | 1.3452e-06 |  |  | 0.37 | 0.03314 | 0.31464 | 1.0793 | 0.00025806 | 0.0418% | 0.5011% | 2.0946e-06
[5 empty] | 0.375 | 0.048997 | 0.316 | 1.1194 | 0.00022878 | 0.01235% | 0.5011% | 6.1899e-07 |  |  |  | 0.375 | 0.048997 | 0.316 | 1.1194 | 0.00025783 | 0.02784% | 0.5011% | 1.3951e-06 |  |  | 0.375 | 0.048997 | 0.316 | 1.1194 | 0.00026766 | 0.04335% | 0.5011% | 2.1722e-06
[5 empty] | 0.38 | 0.064787 | 0.3173 | 1.1609 | 0.00023725 | 0.01281% | 0.501% | 6.4185e-07 |  |  |  | 0.38 | 0.064787 | 0.3173 | 1.1609 | 0.00026738 | 0.02887% | 0.501% | 1.4466e-06 |  |  | 0.38 | 0.064787 | 0.3173 | 1.1609 | 0.00027757 | 0.04496% | 0.501% | 2.2524e-06
[5 empty] | 0.385 | 0.080514 | 0.31854 | 1.2037 | 0.000246 | 0.01328% | 0.501% | 6.6545e-07 |  |  |  | 0.385 | 0.080514 | 0.31854 | 1.2037 | 0.00027724 | 0.02994% | 0.501% | 1.4998e-06 |  |  | 0.385 | 0.080514 | 0.31854 | 1.2037 | 0.00028781 | 0.04661% | 0.501% | 2.3352e-06
[5 empty] | 0.39 | 0.096181 | 0.31973 | 1.2479 | 0.00025504 | 0.01377% | 0.5009% | 6.8983e-07 |  |  |  | 0.39 | 0.096181 | 0.31973 | 1.2479 | 0.00028742 | 0.03104% | 0.5009% | 1.5547e-06 |  |  | 0.39 | 0.096181 | 0.31973 | 1.2479 | 0.00029838 | 0.04833% | 0.5009% | 2.4208e-06
[5 empty] | 0.395 | 0.11179 | 0.32087 | 1.2936 | 0.00026437 | 0.01428% | 0.5009% | 7.1501e-07 |  |  |  | 0.395 | 0.11179 | 0.32087 | 1.2936 | 0.00029794 | 0.03217% | 0.5009% | 1.6114e-06 |  |  | 0.395 | 0.11179 | 0.32087 | 1.2936 | 0.0003093 | 0.05009% | 0.5009% | 2.5091e-06
[5 empty] | 0.4 | 0.12735 | 0.32195 | 1.3407 | 0.00027401 | 0.0148% | 0.5008% | 7.4102e-07 |  |  |  | 0.4 | 0.12735 | 0.32195 | 1.3407 | 0.0003088 | 0.03335% | 0.5008% | 1.6701e-06 |  |  | 0.4 | 0.12735 | 0.32195 | 1.3407 | 0.00032058 | 0.05192% | 0.5008% | 2.6004e-06
[5 empty] | 0.405 | 0.14285 | 0.32298 | 1.3895 | 0.00028397 | 0.01533% | 0.5008% | 7.6788e-07 |  |  |  | 0.405 | 0.14285 | 0.32298 | 1.3895 | 0.00032003 | 0.03456% | 0.5008% | 1.7306e-06 |  |  | 0.405 | 0.14285 | 0.32298 | 1.3895 | 0.00033223 | 0.05381% | 0.5008% | 2.6946e-06
[5 empty] | 0.41 | 0.15831 | 0.32396 | 1.4398 | 0.00029426 | 0.01589% | 0.5007% | 7.9563e-07 |  |  |  | 0.41 | 0.15831 | 0.32396 | 1.4398 | 0.00033162 | 0.03581% | 0.5007% | 1.7931e-06 |  |  | 0.41 | 0.15831 | 0.32396 | 1.4398 | 0.00034427 | 0.05576% | 0.5007% | 2.792e-06
[5 empty] | 0.415 | 0.17372 | 0.32488 | 1.4918 | 0.00030489 | 0.01646% | 0.5007% | 8.243e-07 |  |  |  | 0.415 | 0.17372 | 0.32488 | 1.4918 | 0.0003436 | 0.0371% | 0.5007% | 1.8577e-06 |  |  | 0.415 | 0.17372 | 0.32488 | 1.4918 | 0.00035671 | 0.05777% | 0.5007% | 2.8926e-06
[5 empty] | 0.42 | 0.18909 | 0.32574 | 1.5456 | 0.00031587 | 0.01706% | 0.5007% | 8.5392e-07 |  |  |  | 0.42 | 0.18909 | 0.32574 | 1.5456 | 0.00035598 | 0.03844% | 0.5007% | 1.9245e-06 |  |  | 0.42 | 0.18909 | 0.32574 | 1.5456 | 0.00036956 | 0.05985% | 0.5007% | 2.9965e-06
[5 empty] | 0.425 | 0.20442 | 0.32656 | 1.6011 | 0.00032722 | 0.01767% | 0.5006% | 8.8452e-07 |  |  |  | 0.425 | 0.20442 | 0.32656 | 1.6011 | 0.00036877 | 0.03982% | 0.5006% | 1.9934e-06 |  |  | 0.425 | 0.20442 | 0.32656 | 1.6011 | 0.00038283 | 0.062% | 0.5006% | 3.1038e-06
[5 empty] | 0.43 | 0.21971 | 0.32732 | 1.6585 | 0.00033895 | 0.0183% | 0.5006% | 9.1614e-07 |  |  |  | 0.43 | 0.21971 | 0.32732 | 1.6585 | 0.00038199 | 0.04125% | 0.5006% | 2.0647e-06 |  |  | 0.43 | 0.21971 | 0.32732 | 1.6585 | 0.00039656 | 0.06422% | 0.5006% | 3.2148e-06
[5 empty] | 0.435 | 0.23497 | 0.32803 | 1.7178 | 0.00035107 | 0.01896% | 0.5005% | 9.4882e-07 |  |  |  | 0.435 | 0.23497 | 0.32803 | 1.7178 | 0.00039565 | 0.04272% | 0.5005% | 2.1383e-06 |  |  | 0.435 | 0.23497 | 0.32803 | 1.7178 | 0.00041074 | 0.06652% | 0.5005% | 3.3294e-06
[5 empty] | 0.44 | 0.2502 | 0.32868 | 1.7791 | 0.0003636 | 0.01963% | 0.5005% | 9.8259e-07 |  |  |  | 0.44 | 0.2502 | 0.32868 | 1.7791 | 0.00040977 | 0.04425% | 0.5005% | 2.2144e-06 |  |  | 0.44 | 0.2502 | 0.32868 | 1.7791 | 0.00042539 | 0.06889% | 0.5005% | 3.4479e-06
[5 empty] | 0.445 | 0.2654 | 0.32929 | 1.8425 | 0.00037655 | 0.02033% | 0.5005% | 1.0175e-06 |  |  |  | 0.445 | 0.2654 | 0.32929 | 1.8425 | 0.00042436 | 0.04582% | 0.5005% | 2.2931e-06 |  |  | 0.445 | 0.2654 | 0.32929 | 1.8425 | 0.00044054 | 0.07134% | 0.5005% | 3.5703e-06
[5 empty] | 0.45 | 0.28057 | 0.32984 | 1.908 | 0.00038994 | 0.02105% | 0.5004% | 1.0536e-06 |  |  |  | 0.45 | 0.28057 | 0.32984 | 1.908 | 0.00043945 | 0.04745% | 0.5004% | 2.3744e-06 |  |  | 0.45 | 0.28057 | 0.32984 | 1.908 | 0.0004562 | 0.07388% | 0.5004% | 3.6969e-06
[5 empty] | 0.455 | 0.29572 | 0.33033 | 1.9757 | 0.00040378 | 0.0218% | 0.5004% | 1.0909e-06 |  |  |  | 0.455 | 0.29572 | 0.33033 | 1.9757 | 0.00045504 | 0.04913% | 0.5004% | 2.4585e-06 |  |  | 0.455 | 0.29572 | 0.33033 | 1.9757 | 0.0004724 | 0.0765% | 0.5004% | 3.8278e-06
[5 empty] | 0.46 | 0.31084 | 0.33078 | 2.0457 | 0.00041809 | 0.02257% | 0.5003% | 1.1295e-06 |  |  |  | 0.46 | 0.31084 | 0.33078 | 2.0457 | 0.00047117 | 0.05087% | 0.5003% | 2.5454e-06 |  |  | 0.46 | 0.31084 | 0.33078 | 2.0457 | 0.00048914 | 0.07921% | 0.5003% | 3.9631e-06
[5 empty] | 0.465 | 0.32595 | 0.33117 | 2.1181 | 0.00043289 | 0.02337% | 0.5003% | 1.1693e-06 |  |  |  | 0.465 | 0.32595 | 0.33117 | 2.1181 | 0.00048785 | 0.05267% | 0.5003% | 2.6352e-06 |  |  | 0.465 | 0.32595 | 0.33117 | 2.1181 | 0.00050645 | 0.08201% | 0.5003% | 4.103e-06
[5 empty] | 0.47 | 0.34104 | 0.33151 | 2.193 | 0.00044819 | 0.0242% | 0.5002% | 1.2106e-06 |  |  |  | 0.47 | 0.34104 | 0.33151 | 2.193 | 0.0005051 | 0.05454% | 0.5002% | 2.7282e-06 |  |  | 0.47 | 0.34104 | 0.33151 | 2.193 | 0.00052436 | 0.08491% | 0.5002% | 4.2476e-06
[5 empty] | 0.475 | 0.35612 | 0.3318 | 2.2705 | 0.00046402 | 0.02505% | 0.5002% | 1.2532e-06 |  |  |  | 0.475 | 0.35612 | 0.3318 | 2.2705 | 0.00052294 | 0.05646% | 0.5002% | 2.8243e-06 |  |  | 0.475 | 0.35612 | 0.3318 | 2.2705 | 0.00054288 | 0.08791% | 0.5002% | 4.3972e-06
[5 empty] | 0.48 | 0.37118 | 0.33203 | 2.3506 | 0.0004804 | 0.02594% | 0.5002% | 1.2974e-06 |  |  |  | 0.48 | 0.37118 | 0.33203 | 2.3506 | 0.0005414 | 0.05845% | 0.5002% | 2.9237e-06 |  |  | 0.48 | 0.37118 | 0.33203 | 2.3506 | 0.00056204 | 0.09101% | 0.5002% | 4.552e-06
[5 empty] | 0.485 | 0.38623 | 0.33222 | 2.4335 | 0.00049734 | 0.02685% | 0.5001% | 1.343e-06 |  |  |  | 0.485 | 0.38623 | 0.33222 | 2.4335 | 0.00056049 | 0.06051% | 0.5001% | 3.0265e-06 |  |  | 0.485 | 0.38623 | 0.33222 | 2.4335 | 0.00058187 | 0.09422% | 0.5001% | 4.7121e-06
[5 empty] | 0.49 | 0.40128 | 0.33235 | 2.5193 | 0.00051488 | 0.0278% | 0.5001% | 1.3902e-06 |  |  |  | 0.49 | 0.40128 | 0.33235 | 2.5193 | 0.00058025 | 0.06265% | 0.5001% | 3.133e-06 |  |  | 0.49 | 0.40128 | 0.33235 | 2.5193 | 0.00060238 | 0.09754% | 0.5001% | 4.8778e-06
[5 empty] | 0.495 | 0.41632 | 0.33243 | 2.6081 | 0.00053302 | 0.02878% | 0.5001% | 1.4391e-06 |  |  |  | 0.495 | 0.41632 | 0.33243 | 2.6081 | 0.0006007 | 0.06485% | 0.5001% | 3.2431e-06 |  |  | 0.495 | 0.41632 | 0.33243 | 2.6081 | 0.00062361 | 0.101% | 0.5001% | 5.0492e-06
[5 empty] | 0.5 | 0.43136 | 0.33245 | 2.7 | 0.00055181 | 0.02979% | 0.5% | 1.4897e-06 |  |  |  | 0.5 | 0.43136 | 0.33245 | 2.7 | 0.00062187 | 0.06714% | 0.5% | 3.3571e-06 |  |  | 0.5 | 0.43136 | 0.33245 | 2.7 | 0.00064558 | 0.1045% | 0.5% | 5.2266e-06
[5 empty] | 0.505 | 0.4464 | 0.33243 | 2.7951 | 0.00057125 | 0.03084% | 0.5% | 1.5421e-06 |  |  |  | 0.505 | 0.4464 | 0.33243 | 2.7951 | 0.00064378 | 0.0695% | 0.5% | 3.475e-06 |  |  | 0.505 | 0.4464 | 0.33243 | 2.7951 | 0.00066833 | 0.1082% | 0.5% | 5.4103e-06
[5 empty] | 0.51 | 0.46145 | 0.33235 | 2.8937 | 0.00059138 | 0.03193% | 0.4999% | 1.5963e-06 |  |  |  | 0.51 | 0.46145 | 0.33235 | 2.8937 | 0.00066647 | 0.07195% | 0.4999% | 3.5972e-06 |  |  | 0.51 | 0.46145 | 0.33235 | 2.8937 | 0.00069189 | 0.112% | 0.4999% | 5.6004e-06
[5 empty] | 0.515 | 0.47649 | 0.33222 | 2.9957 | 0.00061223 | 0.03306% | 0.4999% | 1.6524e-06 |  |  |  | 0.515 | 0.47649 | 0.33222 | 2.9957 | 0.00068997 | 0.07449% | 0.4999% | 3.7237e-06 |  |  | 0.515 | 0.47649 | 0.33222 | 2.9957 | 0.00071628 | 0.116% | 0.4999% | 5.7973e-06
[5 empty] | 0.52 | 0.49155 | 0.33203 | 3.1013 | 0.00063383 | 0.03422% | 0.4999% | 1.7105e-06 |  |  |  | 0.52 | 0.49155 | 0.33203 | 3.1013 | 0.00071431 | 0.07712% | 0.4999% | 3.8547e-06 |  |  | 0.52 | 0.49155 | 0.33203 | 3.1013 | 0.00074154 | 0.1201% | 0.4999% | 6.0012e-06
[5 empty] | 0.525 | 0.50661 | 0.3318 | 3.2108 | 0.0006562 | 0.03543% | 0.4998% | 1.7708e-06 |  |  |  | 0.525 | 0.50661 | 0.3318 | 3.2108 | 0.00073952 | 0.07984% | 0.4998% | 3.9903e-06 |  |  | 0.525 | 0.50661 | 0.3318 | 3.2108 | 0.00076772 | 0.1243% | 0.4998% | 6.2124e-06
[5 empty] | 0.53 | 0.52169 | 0.33151 | 3.3242 | 0.00067938 | 0.03668% | 0.4998% | 1.8332e-06 |  |  |  | 0.53 | 0.52169 | 0.33151 | 3.3242 | 0.00076564 | 0.08265% | 0.4998% | 4.1309e-06 |  |  | 0.53 | 0.52169 | 0.33151 | 3.3242 | 0.00079483 | 0.1287% | 0.4998% | 6.4311e-06
[5 empty] | 0.535 | 0.53678 | 0.33117 | 3.4417 | 0.0007034 | 0.03798% | 0.4997% | 1.8978e-06 |  |  |  | 0.535 | 0.53678 | 0.33117 | 3.4417 | 0.00079271 | 0.08558% | 0.4997% | 4.2765e-06 |  |  | 0.535 | 0.53678 | 0.33117 | 3.4417 | 0.00082294 | 0.1332% | 0.4997% | 6.6578e-06
[5 empty] | 0.54 | 0.55188 | 0.33078 | 3.5636 | 0.0007283 | 0.03932% | 0.4997% | 1.9648e-06 |  |  |  | 0.54 | 0.55188 | 0.33078 | 3.5636 | 0.00082077 | 0.0886% | 0.4997% | 4.4275e-06 |  |  | 0.54 | 0.55188 | 0.33078 | 3.5636 | 0.00085207 | 0.1379% | 0.4997% | 6.8928e-06
[5 empty] | 0.545 | 0.56701 | 0.33033 | 3.6899 | 0.00075411 | 0.04071% | 0.4997% | 2.0343e-06 |  |  |  | 0.545 | 0.56701 | 0.33033 | 3.6899 | 0.00084986 | 0.09174% | 0.4997% | 4.584e-06 |  |  | 0.545 | 0.56701 | 0.33033 | 3.6899 | 0.00088226 | 0.1428% | 0.4997% | 7.1363e-06
[5 empty] | 0.55 | 0.58216 | 0.32984 | 3.8208 | 0.00078087 | 0.04216% | 0.4996% | 2.1063e-06 |  |  |  | 0.55 | 0.58216 | 0.32984 | 3.8208 | 0.00088002 | 0.095% | 0.4996% | 4.7462e-06 |  |  | 0.55 | 0.58216 | 0.32984 | 3.8208 | 0.00091358 | 0.1479% | 0.4996% | 7.3889e-06
[5 empty] | 0.555 | 0.59733 | 0.32929 | 3.9567 | 0.00080863 | 0.04366% | 0.4996% | 2.181e-06 |  |  |  | 0.555 | 0.59733 | 0.32929 | 3.9567 | 0.00091131 | 0.09837% | 0.4996% | 4.9145e-06 |  |  | 0.555 | 0.59733 | 0.32929 | 3.9567 | 0.00094606 | 0.1531% | 0.4996% | 7.6507e-06
[5 empty] | 0.56 | 0.61253 | 0.32868 | 4.0976 | 0.00083743 | 0.04521% | 0.4995% | 2.2585e-06 |  |  |  | 0.56 | 0.61253 | 0.32868 | 4.0976 | 0.00094376 | 0.1019% | 0.4995% | 5.089e-06 |  |  | 0.56 | 0.61253 | 0.32868 | 4.0976 | 0.00097975 | 0.1586% | 0.4995% | 7.9223e-06
[5 empty] | 0.565 | 0.62775 | 0.32803 | 4.2438 | 0.00086732 | 0.04682% | 0.4995% | 2.3388e-06 |  |  |  | 0.565 | 0.62775 | 0.32803 | 4.2438 | 0.00097744 | 0.1055% | 0.4995% | 5.2701e-06 |  |  | 0.565 | 0.62775 | 0.32803 | 4.2438 | 0.0010147 | 0.1642% | 0.4995% | 8.2041e-06
[5 empty] | 0.57 | 0.64301 | 0.32732 | 4.3955 | 0.00089833 | 0.0485% | 0.4995% | 2.4223e-06 |  |  |  | 0.57 | 0.64301 | 0.32732 | 4.3955 | 0.0010124 | 0.1093% | 0.4995% | 5.458e-06 |  |  | 0.57 | 0.64301 | 0.32732 | 4.3955 | 0.001051 | 0.1701% | 0.4995% | 8.4965e-06
[5 empty] | 0.575 | 0.65831 | 0.32656 | 4.5531 | 0.00093053 | 0.05024% | 0.4994% | 2.5088e-06 |  |  |  | 0.575 | 0.65831 | 0.32656 | 4.5531 | 0.0010487 | 0.1132% | 0.4994% | 5.653e-06 |  |  | 0.575 | 0.65831 | 0.32656 | 4.5531 | 0.0010887 | 0.1762% | 0.4994% | 8.8001e-06
[5 empty] | 0.58 | 0.67364 | 0.32574 | 4.7167 | 0.00096396 | 0.05204% | 0.4994% | 2.5987e-06 |  |  |  | 0.58 | 0.67364 | 0.32574 | 4.7167 | 0.0010864 | 0.1173% | 0.4994% | 5.8555e-06 |  |  | 0.58 | 0.67364 | 0.32574 | 4.7167 | 0.0011278 | 0.1825% | 0.4994% | 9.1152e-06
[5 empty] | 0.585 | 0.68901 | 0.32488 | 4.8866 | 0.00099869 | 0.05391% | 0.4993% | 2.6921e-06 |  |  |  | 0.585 | 0.68901 | 0.32488 | 4.8866 | 0.0011255 | 0.1215% | 0.4993% | 6.0658e-06 |  |  | 0.585 | 0.68901 | 0.32488 | 4.8866 | 0.0011684 | 0.1891% | 0.4993% | 9.4424e-06
[5 empty] | 0.59 | 0.70442 | 0.32396 | 5.0631 | 0.0010348 | 0.05586% | 0.4993% | 2.7891e-06 |  |  |  | 0.59 | 0.70442 | 0.32396 | 5.0631 | 0.0011661 | 0.1259% | 0.4993% | 6.2842e-06 |  |  | 0.59 | 0.70442 | 0.32396 | 5.0631 | 0.0012106 | 0.1959% | 0.4993% | 9.7823e-06
[5 empty] | 0.595 | 0.71988 | 0.32298 | 5.2466 | 0.0010723 | 0.05789% | 0.4992% | 2.8899e-06 |  |  |  | 0.595 | 0.71988 | 0.32298 | 5.2466 | 0.0012084 | 0.1304% | 0.4992% | 6.5112e-06 |  |  | 0.595 | 0.71988 | 0.32298 | 5.2466 | 0.0012545 | 0.203% | 0.4992% | 1.0136e-05
[5 empty] | 0.6 | 0.73538 | 0.32195 | 5.4373 | 0.0011112 | 0.05999% | 0.4992% | 2.9946e-06 |  |  |  | 0.6 | 0.73538 | 0.32195 | 5.4373 | 0.0012523 | 0.1352% | 0.4992% | 6.7471e-06 |  |  | 0.6 | 0.73538 | 0.32195 | 5.4373 | 0.0013001 | 0.2104% | 0.4992% | 1.0503e-05
[5 empty] | 0.605 | 0.75094 | 0.32087 | 5.6356 | 0.0011518 | 0.06218% | 0.4992% | 3.1035e-06 |  |  |  | 0.605 | 0.75094 | 0.32087 | 5.6356 | 0.001298 | 0.1401% | 0.4992% | 6.9924e-06 |  |  | 0.605 | 0.75094 | 0.32087 | 5.6356 | 0.0013475 | 0.2181% | 0.4992% | 1.0884e-05
[5 empty] | 0.61 | 0.76655 | 0.31973 | 5.8418 | 0.0011939 | 0.06445% | 0.4991% | 3.2167e-06 |  |  |  | 0.61 | 0.76655 | 0.31973 | 5.8418 | 0.0013455 | 0.1452% | 0.4991% | 7.2474e-06 |  |  | 0.61 | 0.76655 | 0.31973 | 5.8418 | 0.0013968 | 0.226% | 0.4991% | 1.1281e-05
[5 empty] | 0.615 | 0.78221 | 0.31854 | 6.0564 | 0.0012378 | 0.06682% | 0.4991% | 3.3346e-06 |  |  |  | 0.615 | 0.78221 | 0.31854 | 6.0564 | 0.0013949 | 0.1505% | 0.4991% | 7.5128e-06 |  |  | 0.615 | 0.78221 | 0.31854 | 6.0564 | 0.0014481 | 0.2343% | 0.4991% | 1.1694e-05
[5 empty] | 0.62 | 0.79794 | 0.3173 | 6.2797 | 0.0012834 | 0.06928% | 0.499% | 3.4572e-06 |  |  |  | 0.62 | 0.79794 | 0.3173 | 6.2797 | 0.0014464 | 0.1561% | 0.499% | 7.7889e-06 |  |  | 0.62 | 0.79794 | 0.3173 | 6.2797 | 0.0015015 | 0.2429% | 0.499% | 1.2124e-05
[5 empty] | 0.625 | 0.81373 | 0.316 | 6.5122 | 0.0013309 | 0.07184% | 0.499% | 3.5848e-06 |  |  |  | 0.625 | 0.81373 | 0.316 | 6.5122 | 0.0014999 | 0.1619% | 0.499% | 8.0763e-06 |  |  | 0.625 | 0.81373 | 0.316 | 6.5122 | 0.0015571 | 0.2519% | 0.499% | 1.2571e-05
[5 empty] | 0.63 | 0.82959 | 0.31464 | 6.7544 | 0.0013804 | 0.07451% | 0.4989% | 3.7177e-06 |  |  |  | 0.63 | 0.82959 | 0.31464 | 6.7544 | 0.0015557 | 0.1679% | 0.4989% | 8.3755e-06 |  |  | 0.63 | 0.82959 | 0.31464 | 6.7544 | 0.001615 | 0.2613% | 0.4989% | 1.3036e-05
[5 empty] | 0.635 | 0.84551 | 0.31323 | 7.0067 | 0.001432 | 0.0773% | 0.4989% | 3.8561e-06 |  |  |  | 0.635 | 0.84551 | 0.31323 | 7.0067 | 0.0016138 | 0.1741% | 0.4989% | 8.6873e-06 |  |  | 0.635 | 0.84551 | 0.31323 | 7.0067 | 0.0016753 | 0.271% | 0.4989% | 1.3521e-05
[5 empty] | 0.64 | 0.86151 | 0.31176 | 7.2697 | 0.0014857 | 0.0802% | 0.4988% | 4.0004e-06 |  |  |  | 0.64 | 0.86151 | 0.31176 | 7.2697 | 0.0016744 | 0.1807% | 0.4988% | 9.0121e-06 |  |  | 0.64 | 0.86151 | 0.31176 | 7.2697 | 0.0017382 | 0.2812% | 0.4988% | 1.4027e-05
[5 empty] | 0.645 | 0.87759 | 0.31024 | 7.5438 | 0.0015418 | 0.08322% | 0.4988% | 4.1508e-06 |  |  |  | 0.645 | 0.87759 | 0.31024 | 7.5438 | 0.0017375 | 0.1875% | 0.4988% | 9.3507e-06 |  |  | 0.645 | 0.87759 | 0.31024 | 7.5438 | 0.0018038 | 0.2918% | 0.4988% | 1.4553e-05
[5 empty] | 0.65 | 0.89375 | 0.30867 | 7.8298 | 0.0016002 | 0.08637% | 0.4987% | 4.3076e-06 |  |  |  | 0.65 | 0.89375 | 0.30867 | 7.8298 | 0.0018034 | 0.1946% | 0.4987% | 9.7038e-06 |  |  | 0.65 | 0.89375 | 0.30867 | 7.8298 | 0.0018721 | 0.3028% | 0.4987% | 1.5103e-05
[5 empty] | 0.655 | 0.90999 | 0.30703 | 8.1281 | 0.0016612 | 0.08966% | 0.4987% | 4.4712e-06 |  |  |  | 0.655 | 0.90999 | 0.30703 | 8.1281 | 0.0018721 | 0.202% | 0.4987% | 1.0072e-05 |  |  | 0.655 | 0.90999 | 0.30703 | 8.1281 | 0.0019435 | 0.3143% | 0.4987% | 1.5675e-05
[5 empty] | 0.66 | 0.92632 | 0.30534 | 8.4396 | 0.0017248 | 0.0931% | 0.4986% | 4.6419e-06 |  |  |  | 0.66 | 0.92632 | 0.30534 | 8.4396 | 0.0019438 | 0.2097% | 0.4986% | 1.0457e-05 |  |  | 0.66 | 0.92632 | 0.30534 | 8.4396 | 0.0020179 | 0.3264% | 0.4986% | 1.6273e-05
[5 empty] | 0.665 | 0.94274 | 0.30359 | 8.7648 | 0.0017913 | 0.09668% | 0.4986% | 4.8202e-06 |  |  |  | 0.665 | 0.94274 | 0.30359 | 8.7648 | 0.0020187 | 0.2178% | 0.4986% | 1.0858e-05 |  |  | 0.665 | 0.94274 | 0.30359 | 8.7648 | 0.0020957 | 0.3389% | 0.4986% | 1.6898e-05
[5 empty] | 0.67 | 0.95926 | 0.30179 | 9.1046 | 0.0018607 | 0.1004% | 0.4985% | 5.0064e-06 |  |  |  | 0.67 | 0.95926 | 0.30179 | 9.1046 | 0.002097 | 0.2262% | 0.4985% | 1.1277e-05 |  |  | 0.67 | 0.95926 | 0.30179 | 9.1046 | 0.002177 | 0.352% | 0.4985% | 1.755e-05
[5 empty] | 0.675 | 0.97588 | 0.29993 | 9.4597 | 0.0019333 | 0.1043% | 0.4984% | 5.201e-06 |  |  |  | 0.675 | 0.97588 | 0.29993 | 9.4597 | 0.0021788 | 0.235% | 0.4984% | 1.1715e-05 |  |  | 0.675 | 0.97588 | 0.29993 | 9.4597 | 0.0022619 | 0.3658% | 0.4984% | 1.8231e-05
[5 empty] | 0.68 | 0.9926 | 0.29801 | 9.8311 | 0.0020092 | 0.1084% | 0.4984% | 5.4045e-06 |  |  |  | 0.68 | 0.9926 | 0.29801 | 9.8311 | 0.0022643 | 0.2442% | 0.4984% | 1.2173e-05 |  |  | 0.68 | 0.9926 | 0.29801 | 9.8311 | 0.0023507 | 0.3801% | 0.4984% | 1.8943e-05
[5 empty] | 0.685 | 1.0094 | 0.29603 | 10.2196 | 0.0020886 | 0.1127% | 0.4983% | 5.6173e-06 |  |  |  | 0.685 | 1.0094 | 0.29603 | 10.2196 | 0.0023538 | 0.2539% | 0.4983% | 1.2652e-05 |  |  | 0.685 | 1.0094 | 0.29603 | 10.2196 | 0.0024436 | 0.3951% | 0.4983% | 1.9688e-05
[5 empty] | 0.69 | 1.0264 | 0.29399 | 10.6264 | 0.0021717 | 0.1172% | 0.4983% | 5.84e-06 |  |  |  | 0.69 | 1.0264 | 0.29399 | 10.6264 | 0.0024475 | 0.264% | 0.4983% | 1.3153e-05 |  |  | 0.69 | 1.0264 | 0.29399 | 10.6264 | 0.0025408 | 0.4108% | 0.4983% | 2.0467e-05
[5 empty] | 0.695 | 1.0435 | 0.2919 | 11.0523 | 0.0022588 | 0.1219% | 0.4982% | 6.0731e-06 |  |  |  | 0.695 | 1.0435 | 0.2919 | 11.0523 | 0.0025456 | 0.2745% | 0.4982% | 1.3678e-05 |  |  | 0.695 | 1.0435 | 0.2919 | 11.0523 | 0.0026427 | 0.4272% | 0.4982% | 2.1283e-05
[5 empty] | 0.7 | 1.0606 | 0.28974 | 11.4986 | 0.00235 | 0.1268% | 0.4981% | 6.3174e-06 |  |  |  | 0.7 | 1.0606 | 0.28974 | 11.4986 | 0.0026484 | 0.2856% | 0.4981% | 1.4228e-05 |  |  | 0.7 | 1.0606 | 0.28974 | 11.4986 | 0.0027494 | 0.4444% | 0.4981% | 2.2138e-05
[5 empty] | 0.705 | 1.078 | 0.28753 | 11.9665 | 0.0024456 | 0.132% | 0.4981% | 6.5734e-06 |  |  |  | 0.705 | 1.078 | 0.28753 | 11.9665 | 0.0027562 | 0.2972% | 0.4981% | 1.4804e-05 |  |  | 0.705 | 1.078 | 0.28753 | 11.9665 | 0.0028613 | 0.4625% | 0.4981% | 2.3033e-05
[5 empty] | 0.71 | 1.0954 | 0.28525 | 12.4573 | 0.0025459 | 0.1374% | 0.498% | 6.842e-06 |  |  |  | 0.71 | 1.0954 | 0.28525 | 12.4573 | 0.0028692 | 0.3094% | 0.498% | 1.5408e-05 |  |  | 0.71 | 1.0954 | 0.28525 | 12.4573 | 0.0029786 | 0.4814% | 0.498% | 2.3973e-05
[5 empty] | 0.715 | 1.113 | 0.28292 | 12.9726 | 0.0026512 | 0.1431% | 0.4979% | 7.1237e-06 |  |  |  | 0.715 | 1.113 | 0.28292 | 12.9726 | 0.0029879 | 0.3222% | 0.4979% | 1.6042e-05 |  |  | 0.715 | 1.113 | 0.28292 | 12.9726 | 0.0031018 | 0.5012% | 0.4979% | 2.4958e-05
[5 empty] | 0.72 | 1.1308 | 0.28052 | 13.5137 | 0.0027618 | 0.149% | 0.4979% | 7.4196e-06 |  |  |  | 0.72 | 1.1308 | 0.28052 | 13.5137 | 0.0031125 | 0.3356% | 0.4979% | 1.6708e-05 |  |  | 0.72 | 1.1308 | 0.28052 | 13.5137 | 0.0032312 | 0.5221% | 0.4979% | 2.5993e-05
[5 empty] | 0.725 | 1.1487 | 0.27806 | 14.0824 | 0.0028781 | 0.1553% | 0.4978% | 7.7304e-06 |  |  |  | 0.725 | 1.1487 | 0.27806 | 14.0824 | 0.0032435 | 0.3497% | 0.4978% | 1.7407e-05 |  |  | 0.725 | 1.1487 | 0.27806 | 14.0824 | 0.0033672 | 0.544% | 0.4978% | 2.708e-05
[5 empty] | 0.73 | 1.1667 | 0.27554 | 14.6804 | 0.0030003 | 0.1619% | 0.4977% | 8.0572e-06 |  |  |  | 0.73 | 1.1667 | 0.27554 | 14.6804 | 0.0033812 | 0.3645% | 0.4977% | 1.8142e-05 |  |  | 0.73 | 1.1667 | 0.27554 | 14.6804 | 0.0035102 | 0.567% | 0.4977% | 2.8222e-05
[5 empty] | 0.735 | 1.185 | 0.27295 | 15.3099 | 0.0031289 | 0.1688% | 0.4976% | 8.4011e-06 |  |  |  | 0.735 | 1.185 | 0.27295 | 15.3099 | 0.0035262 | 0.3801% | 0.4976% | 1.8915e-05 |  |  | 0.735 | 1.185 | 0.27295 | 15.3099 | 0.0036607 | 0.5913% | 0.4976% | 2.9424e-05
[5 empty] | 0.74 | 1.2034 | 0.2703 | 15.9727 | 0.0032644 | 0.1761% | 0.4976% | 8.763e-06 |  |  |  | 0.74 | 1.2034 | 0.2703 | 15.9727 | 0.0036789 | 0.3965% | 0.4976% | 1.973e-05 |  |  | 0.74 | 1.2034 | 0.2703 | 15.9727 | 0.0038192 | 0.6168% | 0.4976% | 3.0689e-05
[5 empty] | 0.745 | 1.222 | 0.26759 | 16.6713 | 0.0034072 | 0.1838% | 0.4975% | 9.1444e-06 |  |  |  | 0.745 | 1.222 | 0.26759 | 16.6713 | 0.0038398 | 0.4138% | 0.4975% | 2.0587e-05 |  |  | 0.745 | 1.222 | 0.26759 | 16.6713 | 0.0039862 | 0.6437% | 0.4975% | 3.2021e-05
[5 empty] | 0.75 | 1.2408 | 0.26481 | 17.4081 | 0.0035577 | 0.1919% | 0.4974% | 9.5465e-06 |  |  |  | 0.75 | 1.2408 | 0.26481 | 17.4081 | 0.0040095 | 0.4321% | 0.4974% | 2.1491e-05 |  |  | 0.75 | 1.2408 | 0.26481 | 17.4081 | 0.0041624 | 0.672% | 0.4974% | 3.3426e-05
[5 empty] | 0.755 | 1.2597 | 0.26197 | 18.1859 | 0.0037167 | 0.2005% | 0.4973% | 9.9708e-06 |  |  |  | 0.755 | 1.2597 | 0.26197 | 18.1859 | 0.0041886 | 0.4513% | 0.4973% | 2.2445e-05 |  |  | 0.755 | 1.2597 | 0.26197 | 18.1859 | 0.0043483 | 0.702% | 0.4973% | 3.4908e-05
[5 empty] | 0.76 | 1.2789 | 0.25906 | 19.0076 | 0.0038846 | 0.2096% | 0.4972% | 1.0419e-05 |  |  |  | 0.76 | 1.2789 | 0.25906 | 19.0076 | 0.0043779 | 0.4717% | 0.4972% | 2.3453e-05 |  |  | 0.76 | 1.2789 | 0.25906 | 19.0076 | 0.0045448 | 0.7336% | 0.4972% | 3.6473e-05
[5 empty] | 0.765 | 1.2983 | 0.25608 | 19.8764 | 0.0040622 | 0.2191% | 0.4971% | 1.0893e-05 |  |  |  | 0.765 | 1.2983 | 0.25608 | 19.8764 | 0.004578 | 0.4932% | 0.4971% | 2.4517e-05 |  |  | 0.765 | 1.2983 | 0.25608 | 19.8764 | 0.0047526 | 0.767% | 0.4971% | 3.8126e-05
[5 empty] | 0.77 | 1.318 | 0.25304 | 20.796 | 0.0042501 | 0.2292% | 0.497% | 1.1394e-05 |  |  |  | 0.77 | 1.318 | 0.25304 | 20.796 | 0.0047898 | 0.516% | 0.497% | 2.5644e-05 |  |  | 0.77 | 1.318 | 0.25304 | 20.796 | 0.0049724 | 0.8023% | 0.497% | 3.9875e-05
[5 empty] | 0.775 | 1.3379 | 0.24993 | 21.7702 | 0.0044492 | 0.24% | 0.4969% | 1.1924e-05 |  |  |  | 0.775 | 1.3379 | 0.24993 | 21.7702 | 0.0050142 | 0.5401% | 0.4969% | 2.6836e-05 |  |  | 0.775 | 1.3379 | 0.24993 | 21.7702 | 0.0052054 | 0.8397% | 0.4969% | 4.1726e-05
[5 empty] | 0.78 | 1.358 | 0.24674 | 22.8032 | 0.0046604 | 0.2513% | 0.4968% | 1.2486e-05 |  |  |  | 0.78 | 1.358 | 0.24674 | 22.8032 | 0.0052521 | 0.5656% | 0.4968% | 2.81e-05 |  |  | 0.78 | 1.358 | 0.24674 | 22.8032 | 0.0054524 | 0.8794% | 0.4968% | 4.3687e-05
[5 empty] | 0.785 | 1.3784 | 0.24349 | 23.8998 | 0.0048845 | 0.2634% | 0.4967% | 1.3083e-05 |  |  |  | 0.785 | 1.3784 | 0.24349 | 23.8998 | 0.0055047 | 0.5927% | 0.4967% | 2.944e-05 |  |  | 0.785 | 1.3784 | 0.24349 | 23.8998 | 0.0057146 | 0.9215% | 0.4967% | 4.5768e-05
[5 empty] | 0.79 | 1.3991 | 0.24017 | 25.0651 | 0.0051226 | 0.2762% | 0.4966% | 1.3717e-05 |  |  |  | 0.79 | 1.3991 | 0.24017 | 25.0651 | 0.0057731 | 0.6216% | 0.4966% | 3.0864e-05 |  |  | 0.79 | 1.3991 | 0.24017 | 25.0651 | 0.0059932 | 0.9662% | 0.4966% | 4.7978e-05
[5 empty] | 0.795 | 1.42 | 0.23677 | 26.3049 | 0.005376 | 0.2899% | 0.4964% | 1.4391e-05 |  |  |  | 0.795 | 1.42 | 0.23677 | 26.3049 | 0.0060586 | 0.6522% | 0.4964% | 3.2377e-05 |  |  | 0.795 | 1.42 | 0.23677 | 26.3049 | 0.0062896 | 1.014% | 0.4964% | 5.0326e-05
[5 empty] | 0.8 | 1.4413 | 0.2333 | 27.6254 | 0.0056459 | 0.3044% | 0.4963% | 1.5108e-05 |  |  |  | 0.8 | 1.4413 | 0.2333 | 27.6254 | 0.0063628 | 0.6848% | 0.4963% | 3.3988e-05 |  |  | 0.8 | 1.4413 | 0.2333 | 27.6254 | 0.0066054 | 1.064% | 0.4963% | 5.2825e-05
[5 empty] | 0.805 | 1.4629 | 0.22976 | 29.0338 | 0.0059337 | 0.3199% | 0.4962% | 1.5873e-05 |  |  |  | 0.805 | 1.4629 | 0.22976 | 29.0338 | 0.0066871 | 0.7196% | 0.4962% | 3.5705e-05 |  |  | 0.805 | 1.4629 | 0.22976 | 29.0338 | 0.0069421 | 1.118% | 0.4962% | 5.5488e-05
[5 empty] | 0.81 | 1.4848 | 0.22614 | 30.5379 | 0.0062411 | 0.3365% | 0.496% | 1.6689e-05 |  |  |  | 0.81 | 1.4848 | 0.22614 | 30.5379 | 0.0070336 | 0.7567% | 0.496% | 3.7537e-05 |  |  | 0.81 | 1.4848 | 0.22614 | 30.5379 | 0.0073018 | 1.176% | 0.496% | 5.8329e-05
[5 empty] | 0.815 | 1.5071 | 0.22244 | 32.1464 | 0.0065698 | 0.3541% | 0.4959% | 1.7561e-05 |  |  |  | 0.815 | 1.5071 | 0.22244 | 32.1464 | 0.007404 | 0.7964% | 0.4959% | 3.9494e-05 |  |  | 0.815 | 1.5071 | 0.22244 | 32.1464 | 0.0076864 | 1.237% | 0.4959% | 6.1363e-05
[5 empty] | 0.82 | 1.5298 | 0.21867 | 33.869 | 0.0069219 | 0.3731% | 0.4957% | 1.8495e-05 |  |  |  | 0.82 | 1.5298 | 0.21867 | 33.869 | 0.0078008 | 0.8389% | 0.4957% | 4.1588e-05 |  |  | 0.82 | 1.5298 | 0.21867 | 33.869 | 0.0080982 | 1.303% | 0.4957% | 6.4609e-05
[5 empty] | 0.825 | 1.5529 | 0.21481 | 35.7167 | 0.0072995 | 0.3934% | 0.4956% | 1.9495e-05 |  |  |  | 0.825 | 1.5529 | 0.21481 | 35.7167 | 0.0082264 | 0.8845% | 0.4956% | 4.3832e-05 |  |  | 0.825 | 1.5529 | 0.21481 | 35.7167 | 0.00854 | 1.374% | 0.4956% | 6.8087e-05
[5 empty] | 0.83 | 1.5764 | 0.21088 | 37.7018 | 0.0077052 | 0.4152% | 0.4954% | 2.0569e-05 |  |  |  | 0.83 | 1.5764 | 0.21088 | 37.7018 | 0.0086836 | 0.9334% | 0.4954% | 4.6241e-05 |  |  | 0.83 | 1.5764 | 0.21088 | 37.7018 | 0.0090147 | 1.45% | 0.4954% | 7.1818e-05
[5 empty] | 0.835 | 1.6003 | 0.20686 | 39.8383 | 0.0081419 | 0.4387% | 0.4952% | 2.1724e-05 |  |  |  | 0.835 | 1.6003 | 0.20686 | 39.8383 | 0.0091757 | 0.9861% | 0.4952% | 4.883e-05 |  |  | 0.835 | 1.6003 | 0.20686 | 39.8383 | 0.0095255 | 1.531% | 0.4952% | 7.5828e-05
[5 empty] | 0.84 | 1.6247 | 0.20276 | 42.1418 | 0.0086126 | 0.464% | 0.495% | 2.2968e-05 |  |  |  | 0.84 | 1.6247 | 0.20276 | 42.1418 | 0.0097062 | 1.043% | 0.495% | 5.1618e-05 |  |  | 0.84 | 1.6247 | 0.20276 | 42.1418 | 0.010076 | 1.619% | 0.495% | 8.0145e-05
[5 empty] | 0.845 | 1.6496 | 0.19857 | 44.6303 | 0.0091212 | 0.4913% | 0.4948% | 2.4311e-05 |  |  |  | 0.845 | 1.6496 | 0.19857 | 44.6303 | 0.010279 | 1.104% | 0.4948% | 5.4626e-05 |  |  | 0.845 | 1.6496 | 0.19857 | 44.6303 | 0.010671 | 1.714% | 0.4948% | 8.4801e-05
[5 empty] | 0.85 | 1.6751 | 0.1943 | 47.3243 | 0.0096718 | 0.5209% | 0.4946% | 2.5762e-05 |  |  |  | 0.85 | 1.6751 | 0.1943 | 47.3243 | 0.0109 | 1.17% | 0.4946% | 5.7878e-05 |  |  | 0.85 | 1.6751 | 0.1943 | 47.3243 | 0.011315 | 1.816% | 0.4946% | 8.9833e-05
[5 empty] | 0.855 | 1.7011 | 0.18994 | 50.247 | 0.010269 | 0.553% | 0.4943% | 2.7336e-05 |  |  |  | 0.855 | 1.7011 | 0.18994 | 50.247 | 0.011573 | 1.242% | 0.4943% | 6.14e-05 |  |  | 0.855 | 1.7011 | 0.18994 | 50.247 | 0.012014 | 1.927% | 0.4943% | 9.5281e-05
[5 empty] | 0.86 | 1.7277 | 0.18548 | 53.4253 | 0.010919 | 0.5879% | 0.4941% | 2.9045e-05 |  |  |  | 0.86 | 1.7277 | 0.18548 | 53.4253 | 0.012305 | 1.32% | 0.4941% | 6.5225e-05 |  |  | 0.86 | 1.7277 | 0.18548 | 53.4253 | 0.012774 | 2.048% | 0.4941% | 0.00010119
[5 empty] | 0.865 | 1.755 | 0.18093 | 56.8904 | 0.011627 | 0.6259% | 0.4938% | 3.0906e-05 |  |  |  | 0.865 | 1.755 | 0.18093 | 56.8904 | 0.013103 | 1.405% | 0.4938% | 6.9387e-05 |  |  | 0.865 | 1.755 | 0.18093 | 56.8904 | 0.013603 | 2.18% | 0.4938% | 0.00010763
[5 empty] | 0.87 | 1.783 | 0.17629 | 60.6783 | 0.012401 | 0.6674% | 0.4935% | 3.2937e-05 |  |  |  | 0.87 | 1.783 | 0.17629 | 60.6783 | 0.013976 | 1.498% | 0.4935% | 7.3928e-05 |  |  | 0.87 | 1.783 | 0.17629 | 60.6783 | 0.014508 | 2.323% | 0.4935% | 0.00011464
[5 empty] | 0.875 | 1.8118 | 0.17154 | 64.831 | 0.01325 | 0.7129% | 0.4932% | 3.5161e-05 |  |  |  | 0.875 | 1.8118 | 0.17154 | 64.831 | 0.014932 | 1.6% | 0.4932% | 7.8897e-05 |  |  | 0.875 | 1.8118 | 0.17154 | 64.831 | 0.015501 | 2.48% | 0.4932% | 0.00012231
[5 empty] | 0.88 | 1.8413 | 0.1667 | 69.3982 | 0.014183 | 0.763% | 0.4928% | 3.7602e-05 |  |  |  | 0.88 | 1.8413 | 0.1667 | 69.3982 | 0.015984 | 1.711% | 0.4928% | 8.4349e-05 |  |  | 0.88 | 1.8413 | 0.1667 | 69.3982 | 0.016593 | 2.652% | 0.4928% | 0.00013072
[5 empty] | 0.885 | 1.8718 | 0.16175 | 74.4379 | 0.015213 | 0.8181% | 0.4925% | 4.0292e-05 |  |  |  | 0.885 | 1.8718 | 0.16175 | 74.4379 | 0.017145 | 1.835% | 0.4925% | 9.035e-05 |  |  | 0.885 | 1.8718 | 0.16175 | 74.4379 | 0.017798 | 2.842% | 0.4925% | 0.00013997
[5 empty] | 0.89 | 1.9032 | 0.1567 | 80.0198 | 0.016354 | 0.8792% | 0.4921% | 4.3264e-05 |  |  |  | 0.89 | 1.9032 | 0.1567 | 80.0198 | 0.01843 | 1.971% | 0.4921% | 9.6978e-05 |  |  | 0.89 | 1.9032 | 0.1567 | 80.0198 | 0.019133 | 3.052% | 0.4921% | 0.00015018
[5 empty] | 0.895 | 1.9356 | 0.15153 | 86.2268 | 0.017622 | 0.9471% | 0.4916% | 4.6563e-05 |  |  |  | 0.895 | 1.9356 | 0.15153 | 86.2268 | 0.01986 | 2.122% | 0.4916% | 0.00010433 |  |  | 0.895 | 1.9356 | 0.15153 | 86.2268 | 0.020617 | 3.285% | 0.4916% | 0.00016149
[5 empty] | 0.9 | 1.9692 | 0.14625 | 93.1592 | 0.019039 | 1.023% | 0.4912% | 5.0237e-05 |  |  |  | 0.9 | 1.9692 | 0.14625 | 93.1592 | 0.021457 | 2.291% | 0.4912% | 0.00011251 |  |  | 0.9 | 1.9692 | 0.14625 | 93.1592 | 0.022275 | 3.544% | 0.4912% | 0.00017407
[5 empty] | 0.905 | 2.0041 | 0.14085 | 100.9389 | 0.020629 | 1.108% | 0.4906% | 5.435e-05 |  |  |  | 0.905 | 2.0041 | 0.14085 | 100.9389 | 0.023249 | 2.48% | 0.4906% | 0.00012165 |  |  | 0.905 | 2.0041 | 0.14085 | 100.9389 | 0.024135 | 3.834% | 0.4906% | 0.00018812
[5 empty] | 0.91 | 2.0403 | 0.13533 | 109.716 | 0.022423 | 1.204% | 0.49% | 5.8977e-05 |  |  |  | 0.91 | 2.0403 | 0.13533 | 109.716 | 0.02527 | 2.692% | 0.49% | 0.00013193 |  |  | 0.91 | 2.0403 | 0.13533 | 109.716 | 0.026234 | 4.161% | 0.49% | 0.00020389
[5 empty] | 0.915 | 2.078 | 0.12967 | 119.6763 | 0.024459 | 1.312% | 0.4894% | 6.4209e-05 |  |  |  | 0.915 | 2.078 | 0.12967 | 119.6763 | 0.027564 | 2.933% | 0.4894% | 0.00014354 |  |  | 0.915 | 2.078 | 0.12967 | 119.6763 | 0.028615 | 4.53% | 0.4894% | 0.00022168
[5 empty] | 0.92 | 2.1174 | 0.12389 | 131.0538 | 0.026784 | 1.436% | 0.4886% | 7.0164e-05 |  |  |  | 0.92 | 2.1174 | 0.12389 | 131.0538 | 0.030185 | 3.207% | 0.4886% | 0.00015672 |  |  | 0.92 | 2.1174 | 0.12389 | 131.0538 | 0.031336 | 4.95% | 0.4886% | 0.00024186
[5 empty] | 0.925 | 2.1588 | 0.11796 | 144.1456 | 0.029459 | 1.578% | 0.4878% | 7.6986e-05 |  |  |  | 0.925 | 2.1588 | 0.11796 | 144.1456 | 0.0332 | 3.522% | 0.4878% | 0.00017181 |  |  | 0.925 | 2.1588 | 0.11796 | 144.1456 | 0.034466 | 5.43% | 0.4878% | 0.0002649
[5 empty] | 0.93 | 2.2023 | 0.11189 | 159.3357 | 0.032564 | 1.743% | 0.4868% | 8.4862e-05 |  |  |  | 0.93 | 2.2023 | 0.11189 | 159.3357 | 0.036699 | 3.886% | 0.4868% | 0.00018919 |  |  | 0.93 | 2.2023 | 0.11189 | 159.3357 | 0.038098 | 5.985% | 0.4868% | 0.00029139
[5 empty] | 0.935 | 2.2483 | 0.10566 | 177.1275 | 0.0362 | 1.936% | 0.4858% | 9.4034e-05 |  |  |  | 0.935 | 2.2483 | 0.10566 | 177.1275 | 0.040796 | 4.31% | 0.4858% | 0.00020938 |  |  | 0.935 | 2.2483 | 0.10566 | 177.1275 | 0.042352 | 6.631% | 0.4858% | 0.00032211
[5 empty] | 0.94 | 2.2971 | 0.099269 | 198.1947 | 0.040506 | 2.164% | 0.4845% | 0.00010482 |  |  |  | 0.94 | 2.2971 | 0.099269 | 198.1947 | 0.045649 | 4.811% | 0.4845% | 0.00023307 |  |  | 0.94 | 2.2971 | 0.099269 | 198.1947 | 0.047389 | 7.39% | 0.4845% | 0.00035803
[5 empty] | 0.945 | 2.3492 | 0.092701 | 223.4578 | 0.045669 | 2.436% | 0.483% | 0.00011766 |  |  |  | 0.945 | 2.3492 | 0.092701 | 223.4578 | 0.051467 | 5.407% | 0.483% | 0.00026115 |  |  | 0.945 | 2.3492 | 0.092701 | 223.4578 | 0.05343 | 8.292% | 0.483% | 0.00040049
[5 empty] | 0.95 | 2.4052 | 0.085946 | 254.2074 | 0.051953 | 2.766% | 0.4812% | 0.00013313 |  |  |  | 0.95 | 2.4052 | 0.085946 | 254.2074 | 0.05855 | 6.128% | 0.4812% | 0.00029488 |  |  | 0.95 | 2.4052 | 0.085946 | 254.2074 | 0.060782 | 9.377% | 0.4812% | 0.00045128
[5 empty] | 0.955 | 2.4658 | 0.078989 | 292.3082 | 0.05974 | 3.174% | 0.4791% | 0.00015209 |  |  |  | 0.955 | 2.4658 | 0.078989 | 292.3082 | 0.067325 | 7.013% | 0.4791% | 0.00033599 |  |  | 0.955 | 2.4658 | 0.078989 | 292.3082 | 0.069892 | 10.71% | 0.4791% | 0.00051287
[5 empty] | 0.96 | 2.5322 | 0.071811 | 340.5548 | 0.0696 | 3.689% | 0.4764% | 0.00017574 |  |  |  | 0.96 | 2.5322 | 0.071811 | 340.5548 | 0.078437 | 8.122% | 0.4764% | 0.00038698 |  |  | 0.96 | 2.5322 | 0.071811 | 340.5548 | 0.081428 | 12.36% | 0.4764% | 0.0005888
[5 empty] | 0.965 | 2.6057 | 0.064392 | 403.3263 | 0.082429 | 4.354% | 0.4731% | 0.00020596 |  |  |  | 0.965 | 2.6057 | 0.064392 | 403.3263 | 0.092895 | 9.546% | 0.4731% | 0.0004516 |  |  | 0.965 | 2.6057 | 0.064392 | 403.3263 | 0.096437 | 14.46% | 0.4731% | 0.00068425
[5 empty] | 0.97 | 2.6883 | 0.056702 | 487.8835 | 0.09971 | 5.242% | 0.4687% | 0.00024569 |  |  |  | 0.97 | 2.6883 | 0.056702 | 487.8835 | 0.11237 | 11.43% | 0.4687% | 0.00053565 |  |  | 0.97 | 2.6883 | 0.056702 | 487.8835 | 0.11666 | 17.22% | 0.4687% | 0.00080708
[5 empty] | 0.975 | 2.7833 | 0.048704 | 607.1843 | 0.12409 | 6.481% | 0.4627% | 0.0002999 |  |  |  | 0.975 | 2.7833 | 0.048704 | 607.1843 | 0.13985 | 14.02% | 0.4627% | 0.00064864 |  |  | 0.975 | 2.7833 | 0.048704 | 607.1843 | 0.14518 | 20.96% | 0.4627% | 0.00096976
[5 empty] | 0.98 | 2.8959 | 0.040348 | 786.7966 | 0.1608 | 8.317% | 0.4541% | 0.00037766 |  |  |  | 0.98 | 2.8959 | 0.040348 | 786.7966 | 0.18122 | 17.78% | 0.4541% | 0.00080716 |  |  | 0.98 | 2.8959 | 0.040348 | 786.7966 | 0.18813 | 26.27% | 0.4541% | 0.0011929
[5 empty] | 0.985 | 3.0355 | 0.031559 | 1085.1061 | 0.22177 | 11.29% | 0.4406% | 0.00049726 |  |  |  | 0.985 | 3.0355 | 0.031559 | 1085.1061 | 0.24992 | 23.66% | 0.4406% | 0.0010423 |  |  | 0.985 | 3.0355 | 0.031559 | 1085.1061 | 0.25945 | 34.32% | 0.4406% | 0.0015119
[5 empty] | 0.99 | 3.223 | 0.02221 | 1671.0183 | 0.34151 | 16.84% | 0.4165% | 0.00070136 |  |  |  | 0.99 | 3.223 | 0.02221 | 1671.0183 | 0.38487 | 34.01% | 0.4165% | 0.0014164 |  |  | 0.99 | 3.223 | 0.02221 | 1671.0183 | 0.39955 | 47.65% | 0.4165% | 0.0019845
[5 empty] | 0.995 | 3.5224 | 0.01205 | 3329.346 | 0.68043 | 30.75% | 0.3607% | 0.0011092 |  |  |  | 0.995 | 3.5224 | 0.01205 | 3329.346 | 0.76682 | 56.32% | 0.3607% | 0.0020315 |  |  | 0.995 | 3.5224 | 0.01205 | 3329.346 | 0.79606 | 72.46% | 0.3607% | 0.002614
Air Exchange Rate | AER | 6 | hr-1 |  | CoV-2: Standing, Speaking | 1 | hr | 0.43136 | 1.2 |  |  | R(ERq) |  |  |  | CoV-2: Standing, Speaking | 2 | hr | 0.43136 | 1.2 |  |  | R(ERq) |  |  | CoV-2: Standing, Speaking | 3 | hr | 0.43136 | 1.2 |  |  | R(ERq)
Particle Deposition Rate | k | 0.24 | hr-1 |  | Percentile Increment | log10ERq | pdf log10ERq | ERq | Avg quanta/m3 | PI(ERq) | PERq | PI(ERq)*PERq | Risk = | 0.004306 |  | Percentile Increment | log10ERq | pdf log10ERq | ERq | Avg quanta/m3 | PI(ERq) | PERq | PI(ERq)*PERq | Risk = | 0.0088655 | Percentile Increment | log10ERq | pdf log10ERq | ERq | Avg quanta/m3 | PI(ERq) | PERq | PI(ERq)*PERq | Risk = | 0.013009 | 80
Viral Inactivation Rate | λ | 0.63 | hr-1 |  | 0.005 | -2.6596 | 0.01205 | 0.0021896 | 3.4047e-07 | 1.839e-05% |  | 0 | Percentile = | 0.855 |  | 0.005 | -2.6596 | 0.01205 | 0.0021896 | 3.6941e-07 | 3.99e-05% |  | 0 | Percentile = | 0.85 | 0.005 | -2.6596 | 0.01205 | 0.0021896 | 3.7907e-07 | 6.141e-05% |  | 0 | Percentile = | 0.845
| IVRR | 6.87 |  |  | 0.01 | -2.3603 | 0.02221 | 0.0043626 | 6.7836e-07 | 3.663e-05% | 0.6649% | 2.4357e-09 | R(ERq)max = | 0.08798% |  | 0.01 | -2.3603 | 0.02221 | 0.0043626 | 7.3601e-07 | 7.949e-05% | 0.6649% | 5.2854e-09 | R(ERq)max = | 0.1641% | 0.01 | -2.3603 | 0.02221 | 0.0043626 | 7.5526e-07 | 0.0001224% | 0.6649% | 8.1355e-09 | R(ERq)max = | 0.2189% | 0.01
[5 empty] | 0.015 | -2.1727 | 0.031559 | 0.0067182 | 1.0446e-06 | 5.641e-05% | 0.5918% | 3.3381e-09 | PI 90% = | 0.7792% |  | 0.015 | -2.1727 | 0.031559 | 0.0067182 | 1.1334e-06 | 0.0001224% | 0.5918% | 7.2436e-09 | PI 90% = | 1.683% | 0.015 | -2.1727 | 0.031559 | 0.0067182 | 1.1631e-06 | 0.0001884% | 0.5918% | 1.115e-08 | PI 90% = | 2.579% | 0.015
[5 empty] | 0.02 | -2.0331 | 0.040348 | 0.0092654 | 1.4407e-06 | 7.78e-05% | 0.5633% | 4.3824e-09 | Percentile = | 0.9 |  | 0.02 | -2.0331 | 0.040348 | 0.0092654 | 1.5632e-06 | 0.0001688% | 0.5633% | 9.5097e-09 | Percentile = | 0.9 | 0.02 | -2.0331 | 0.040348 | 0.0092654 | 1.6041e-06 | 0.0002599% | 0.5633% | 1.4638e-08 | Percentile = | 0.9 | 0.02
[5 empty] | 0.025 | -1.9206 | 0.048704 | 0.012006 | 1.8669e-06 | 0.0001008% | 0.5481% | 5.5258e-09 |  |  |  | 0.025 | -1.9206 | 0.048704 | 0.012006 | 2.0256e-06 | 0.0002188% | 0.5481% | 1.1991e-08 |  |  | 0.025 | -1.9206 | 0.048704 | 0.012006 | 2.0785e-06 | 0.0003367% | 0.5481% | 1.8457e-08 |  |  | 0.025
[5 empty] | 0.03 | -1.8256 | 0.056702 | 0.014942 | 2.3234e-06 | 0.0001255% | 0.5387% | 6.7586e-09 |  |  |  | 0.03 | -1.8256 | 0.056702 | 0.014942 | 2.5209e-06 | 0.0002723% | 0.5387% | 1.4666e-08 |  |  | 0.03 | -1.8256 | 0.056702 | 0.014942 | 2.5868e-06 | 0.0004191% | 0.5387% | 2.2574e-08 | 1 | 0.845 | 0.03
[5 empty] | 0.035 | -1.7429 | 0.064392 | 0.018075 | 2.8105e-06 | 0.0001518% | 0.5323% | 8.0779e-09 |  |  |  | 0.035 | -1.7429 | 0.064392 | 0.018075 | 3.0493e-06 | 0.0003293% | 0.5323% | 1.7529e-08 |  |  | 0.035 | -1.7429 | 0.064392 | 0.018075 | 3.1291e-06 | 0.0005069% | 0.5323% | 2.6981e-08 | 2 | 0.895 | 0.035
[5 empty] | 0.04 | -1.6695 | 0.071811 | 0.021406 | 3.3285e-06 | 0.0001797% | 0.5276% | 9.483e-09 |  |  |  | 0.04 | -1.6695 | 0.071811 | 0.021406 | 3.6114e-06 | 0.00039% | 0.5276% | 2.0578e-08 |  |  | 0.04 | -1.6695 | 0.071811 | 0.021406 | 3.7059e-06 | 0.0006004% | 0.5276% | 3.1674e-08 | 3 | 0.92 | 0.04
[5 empty] | 0.045 | -1.6031 | 0.078989 | 0.024939 | 3.8779e-06 | 0.0002094% | 0.5241% | 1.0974e-08 |  |  |  | 0.045 | -1.6031 | 0.078989 | 0.024939 | 4.2075e-06 | 0.0004544% | 0.5241% | 2.3814e-08 |  |  | 0.045 | -1.6031 | 0.078989 | 0.024939 | 4.3176e-06 | 0.0006994% | 0.5241% | 3.6655e-08 | 4 | 0.935 | 0.045
[5 empty] | 0.05 | -1.5425 | 0.085946 | 0.028677 | 4.4591e-06 | 0.0002408% | 0.5213% | 1.2552e-08 |  |  |  | 0.05 | -1.5425 | 0.085946 | 0.028677 | 4.8381e-06 | 0.0005225% | 0.5213% | 2.7238e-08 |  |  | 0.05 | -1.5425 | 0.085946 | 0.028677 | 4.9647e-06 | 0.0008043% | 0.5213% | 4.1926e-08 | 5 | 0.945 | 0.05
[5 empty] | 0.055 | -1.4865 | 0.092701 | 0.032624 | 5.0728e-06 | 0.0002739% | 0.5191% | 1.4219e-08 |  |  |  | 0.055 | -1.4865 | 0.092701 | 0.032624 | 5.5039e-06 | 0.0005944% | 0.5191% | 3.0854e-08 |  |  | 0.055 | -1.4865 | 0.092701 | 0.032624 | 5.6479e-06 | 0.000915% | 0.5191% | 4.7491e-08 | 6 | 0.95 | 0.055
[5 empty] | 0.06 | -1.4344 | 0.099269 | 0.036782 | 5.7194e-06 | 0.0003088% | 0.5172% | 1.5974e-08 |  |  |  | 0.06 | -1.4344 | 0.099269 | 0.036782 | 6.2054e-06 | 0.0006702% | 0.5172% | 3.4664e-08 |  |  | 0.06 | -1.4344 | 0.099269 | 0.036782 | 6.3678e-06 | 0.001032% | 0.5172% | 5.3356e-08 | 7 | 0.955 | 0.06
[5 empty] | 0.065 | -1.3856 | 0.10566 | 0.041157 | 6.3996e-06 | 0.0003456% | 0.5157% | 1.7821e-08 |  |  |  | 0.065 | -1.3856 | 0.10566 | 0.041157 | 6.9435e-06 | 0.0007499% | 0.5157% | 3.8672e-08 |  |  | 0.065 | -1.3856 | 0.10566 | 0.041157 | 7.1252e-06 | 0.001154% | 0.5157% | 5.9525e-08 |  |  | 0.065
[5 empty] | 0.07 | -1.3396 | 0.11189 | 0.045752 | 7.1142e-06 | 0.0003842% | 0.5144% | 1.9761e-08 |  |  |  | 0.07 | -1.3396 | 0.11189 | 0.045752 | 7.7188e-06 | 0.0008336% | 0.5144% | 4.2881e-08 |  |  | 0.07 | -1.3396 | 0.11189 | 0.045752 | 7.9208e-06 | 0.001283% | 0.5144% | 6.6005e-08 | 0 | 0.845 | 0.07
[5 empty] | 0.075 | -1.2961 | 0.11796 | 0.050574 | 7.8639e-06 | 0.0004246% | 0.5133% | 2.1796e-08 |  |  |  | 0.075 | -1.2961 | 0.11796 | 0.050574 | 8.5322e-06 | 0.0009215% | 0.5133% | 4.7297e-08 |  |  | 0.075 | -1.2961 | 0.11796 | 0.050574 | 8.7555e-06 | 0.001418% | 0.5133% | 7.2801e-08 | 1 | 0.05 | 0.075
[5 empty] | 0.08 | -1.2547 | 0.12389 | 0.055626 | 8.6495e-06 | 0.0004671% | 0.5123% | 2.3928e-08 |  |  |  | 0.08 | -1.2547 | 0.12389 | 0.055626 | 9.3846e-06 | 0.001014% | 0.5123% | 5.1923e-08 |  |  | 0.08 | -1.2547 | 0.12389 | 0.055626 | 9.6301e-06 | 0.00156% | 0.5123% | 7.9922e-08 | 2 | 0.025 | 0.08
[5 empty] | 0.085 | -1.2153 | 0.12967 | 0.060914 | 9.4718e-06 | 0.0005115% | 0.5115% | 2.6159e-08 |  |  |  | 0.085 | -1.2153 | 0.12967 | 0.060914 | 1.0277e-05 | 0.00111% | 0.5115% | 5.6765e-08 |  |  | 0.085 | -1.2153 | 0.12967 | 0.060914 | 1.0546e-05 | 0.001708% | 0.5115% | 8.7375e-08 | 3 | 0.015 | 0.085
[5 empty] | 0.09 | -1.1775 | 0.13533 | 0.066444 | 1.0332e-05 | 0.0005579% | 0.5107% | 2.8492e-08 |  |  |  | 0.09 | -1.1775 | 0.13533 | 0.066444 | 1.121e-05 | 0.001211% | 0.5107% | 6.1827e-08 |  |  | 0.09 | -1.1775 | 0.13533 | 0.066444 | 1.1503e-05 | 0.001863% | 0.5107% | 9.5167e-08 | 4 | 0.01 | 0.09
[5 empty] | 0.095 | -1.1413 | 0.14085 | 0.072222 | 1.123e-05 | 0.0006064% | 0.51% | 3.0929e-08 |  |  |  | 0.095 | -1.1413 | 0.14085 | 0.072222 | 1.2184e-05 | 0.001316% | 0.51% | 6.7115e-08 |  |  | 0.095 | -1.1413 | 0.14085 | 0.072222 | 1.2503e-05 | 0.002026% | 0.51% | 1.0331e-07 | 5 | 0.005 | 0.095
[5 empty] | 0.1 | -1.1065 | 0.14625 | 0.078253 | 1.2168e-05 | 0.0006571% | 0.5094% | 3.3473e-08 |  |  |  | 0.1 | -1.1065 | 0.14625 | 0.078253 | 1.3202e-05 | 0.001426% | 0.5094% | 7.2634e-08 |  |  | 0.1 | -1.1065 | 0.14625 | 0.078253 | 1.3547e-05 | 0.002195% | 0.5094% | 1.118e-07 | 6 | 0.005 | 0.1
[5 empty] | 0.105 | -1.0729 | 0.15153 | 0.084544 | 1.3146e-05 | 0.0007099% | 0.5089% | 3.6125e-08 |  |  |  | 0.105 | -1.0729 | 0.15153 | 0.084544 | 1.4263e-05 | 0.00154% | 0.5089% | 7.8391e-08 |  |  | 0.105 | -1.0729 | 0.15153 | 0.084544 | 1.4637e-05 | 0.002371% | 0.5089% | 1.2066e-07 | 7+ | 0.045 | 0.105
[5 empty] | 0.11 | -1.0405 | 0.1567 | 0.091102 | 1.4166e-05 | 0.000765% | 0.5084% | 3.889e-08 |  |  |  | 0.11 | -1.0405 | 0.1567 | 0.091102 | 1.537e-05 | 0.00166% | 0.5084% | 8.439e-08 |  |  | 0.11 | -1.0405 | 0.1567 | 0.091102 | 1.5772e-05 | 0.002555% | 0.5084% | 1.299e-07 |  |  | 0.11
[5 empty] | 0.115 | -1.0091 | 0.16175 | 0.097934 | 1.5228e-05 | 0.0008223% | 0.508% | 4.1769e-08 |  |  |  | 0.115 | -1.0091 | 0.16175 | 0.097934 | 1.6522e-05 | 0.001784% | 0.508% | 9.0638e-08 |  |  | 0.115 | -1.0091 | 0.16175 | 0.097934 | 1.6955e-05 | 0.002747% | 0.508% | 1.3951e-07 |  |  | 0.115
[5 empty] | 0.12 | -0.97862 | 0.1667 | 0.10505 | 1.6334e-05 | 0.000882% | 0.5075% | 4.4767e-08 |  |  |  | 0.12 | -0.97862 | 0.1667 | 0.10505 | 1.7722e-05 | 0.001914% | 0.5075% | 9.7142e-08 |  |  | 0.12 | -0.97862 | 0.1667 | 0.10505 | 1.8186e-05 | 0.002946% | 0.5075% | 1.4953e-07 |  |  | 0.12
[5 empty] | 0.125 | -0.94906 | 0.17154 | 0.11245 | 1.7485e-05 | 0.0009442% | 0.5072% | 4.7885e-08 |  |  |  | 0.125 | -0.94906 | 0.17154 | 0.11245 | 1.8971e-05 | 0.002049% | 0.5072% | 1.0391e-07 |  |  | 0.125 | -0.94906 | 0.17154 | 0.11245 | 1.9467e-05 | 0.003154% | 0.5072% | 1.5994e-07 |  |  | 0.125
[5 empty] | 0.13 | -0.92031 | 0.17629 | 0.12014 | 1.8681e-05 | 0.001009% | 0.5068% | 5.1128e-08 |  |  |  | 0.13 | -0.92031 | 0.17629 | 0.12014 | 2.0269e-05 | 0.002189% | 0.5068% | 1.1094e-07 |  |  | 0.13 | -0.92031 | 0.17629 | 0.12014 | 2.0799e-05 | 0.003369% | 0.5068% | 1.7077e-07 |  |  | 0.13
[5 empty] | 0.135 | -0.89231 | 0.18093 | 0.12814 | 1.9925e-05 | 0.001076% | 0.5065% | 5.4497e-08 |  |  |  | 0.135 | -0.89231 | 0.18093 | 0.12814 | 2.1618e-05 | 0.002335% | 0.5065% | 1.1826e-07 |  |  | 0.135 | -0.89231 | 0.18093 | 0.12814 | 2.2184e-05 | 0.003594% | 0.5065% | 1.8203e-07 |  |  | 0.135
[5 empty] | 0.14 | -0.86502 | 0.18548 | 0.13645 | 2.1217e-05 | 0.001146% | 0.5062% | 5.7998e-08 |  |  |  | 0.14 | -0.86502 | 0.18548 | 0.13645 | 2.3021e-05 | 0.002486% | 0.5062% | 1.2585e-07 |  |  | 0.14 | -0.86502 | 0.18548 | 0.13645 | 2.3623e-05 | 0.003827% | 0.5062% | 1.9372e-07 |  |  | 0.14
[5 empty] | 0.145 | -0.83838 | 0.18994 | 0.14508 | 2.2559e-05 | 0.001218% | 0.5059% | 6.1633e-08 |  |  |  | 0.145 | -0.83838 | 0.18994 | 0.14508 | 2.4477e-05 | 0.002643% | 0.5059% | 1.3374e-07 |  |  | 0.145 | -0.83838 | 0.18994 | 0.14508 | 2.5117e-05 | 0.004069% | 0.5059% | 2.0586e-07 |  |  | 0.145
[5 empty] | 0.15 | -0.81236 | 0.1943 | 0.15404 | 2.3953e-05 | 0.001293% | 0.5057% | 6.5407e-08 |  |  |  | 0.15 | -0.81236 | 0.1943 | 0.15404 | 2.5988e-05 | 0.002807% | 0.5057% | 1.4193e-07 |  |  | 0.15 | -0.81236 | 0.1943 | 0.15404 | 2.6668e-05 | 0.00432% | 0.5057% | 2.1846e-07 |  |  | 0.15
[5 empty] | 0.155 | -0.7869 | 0.19857 | 0.16334 | 2.5399e-05 | 0.001372% | 0.5054% | 6.9322e-08 |  |  |  | 0.155 | -0.7869 | 0.19857 | 0.16334 | 2.7557e-05 | 0.002976% | 0.5054% | 1.5043e-07 |  |  | 0.155 | -0.7869 | 0.19857 | 0.16334 | 2.8278e-05 | 0.004581% | 0.5054% | 2.3154e-07 |  |  | 0.155
[5 empty] | 0.16 | -0.76199 | 0.20276 | 0.17299 | 2.6898e-05 | 0.001453% | 0.5052% | 7.3383e-08 |  |  |  | 0.16 | -0.76199 | 0.20276 | 0.17299 | 2.9184e-05 | 0.003152% | 0.5052% | 1.5924e-07 |  |  | 0.16 | -0.76199 | 0.20276 | 0.17299 | 2.9948e-05 | 0.004851% | 0.5052% | 2.451e-07 |  |  | 0.16
[5 empty] | 0.165 | -0.73757 | 0.20686 | 0.18299 | 2.8454e-05 | 0.001536% | 0.505% | 7.7593e-08 |  |  |  | 0.165 | -0.73757 | 0.20686 | 0.18299 | 3.0872e-05 | 0.003334% | 0.505% | 1.6837e-07 |  |  | 0.165 | -0.73757 | 0.20686 | 0.18299 | 3.168e-05 | 0.005132% | 0.505% | 2.5917e-07 |  |  | 0.165
[5 empty] | 0.17 | -0.71363 | 0.21088 | 0.19336 | 3.0066e-05 | 0.001624% | 0.5048% | 8.1958e-08 |  |  |  | 0.17 | -0.71363 | 0.21088 | 0.19336 | 3.2621e-05 | 0.003523% | 0.5048% | 1.7785e-07 |  |  | 0.17 | -0.71363 | 0.21088 | 0.19336 | 3.3475e-05 | 0.005423% | 0.5048% | 2.7375e-07 |  |  | 0.17
[5 empty] | 0.175 | -0.69014 | 0.21481 | 0.20411 | 3.1737e-05 | 0.001714% | 0.5046% | 8.6481e-08 |  |  |  | 0.175 | -0.69014 | 0.21481 | 0.20411 | 3.4434e-05 | 0.003719% | 0.5046% | 1.8766e-07 |  |  | 0.175 | -0.69014 | 0.21481 | 0.20411 | 3.5335e-05 | 0.005724% | 0.5046% | 2.8885e-07 |  |  | 0.175
[5 empty] | 0.18 | -0.66707 | 0.21867 | 0.21524 | 3.3469e-05 | 0.001807% | 0.5044% | 9.1167e-08 |  |  |  | 0.18 | -0.66707 | 0.21867 | 0.21524 | 3.6313e-05 | 0.003922% | 0.5044% | 1.9783e-07 |  |  | 0.18 | -0.66707 | 0.21867 | 0.21524 | 3.7263e-05 | 0.006036% | 0.5044% | 3.045e-07 |  |  | 0.18
[5 empty] | 0.185 | -0.6444 | 0.22244 | 0.22678 | 3.5262e-05 | 0.001904% | 0.5043% | 9.6021e-08 |  |  |  | 0.185 | -0.6444 | 0.22244 | 0.22678 | 3.8259e-05 | 0.004132% | 0.5043% | 2.0836e-07 |  |  | 0.185 | -0.6444 | 0.22244 | 0.22678 | 3.926e-05 | 0.00636% | 0.5043% | 3.2071e-07 |  |  | 0.185
[5 empty] | 0.19 | -0.62211 | 0.22614 | 0.23872 | 3.7119e-05 | 0.002004% | 0.5041% | 1.0105e-07 |  |  |  | 0.19 | -0.62211 | 0.22614 | 0.23872 | 4.0274e-05 | 0.004349% | 0.5041% | 2.1927e-07 |  |  | 0.19 | -0.62211 | 0.22614 | 0.23872 | 4.1328e-05 | 0.006695% | 0.5041% | 3.375e-07 |  |  | 0.19
[5 empty] | 0.195 | -0.60018 | 0.22976 | 0.25109 | 3.9042e-05 | 0.002108% | 0.504% | 1.0625e-07 |  |  |  | 0.195 | -0.60018 | 0.22976 | 0.25109 | 4.236e-05 | 0.004575% | 0.504% | 2.3055e-07 |  |  | 0.195 | -0.60018 | 0.22976 | 0.25109 | 4.3469e-05 | 0.007042% | 0.504% | 3.5488e-07 |  |  | 0.195
[5 empty] | 0.2 | -0.57858 | 0.2333 | 0.26389 | 4.1033e-05 | 0.002216% | 0.5038% | 1.1163e-07 |  |  |  | 0.2 | -0.57858 | 0.2333 | 0.26389 | 4.452e-05 | 0.004808% | 0.5038% | 2.4224e-07 |  |  | 0.2 | -0.57858 | 0.2333 | 0.26389 | 4.5685e-05 | 0.007401% | 0.5038% | 3.7286e-07 |  |  | 0.2
[5 empty] | 0.205 | -0.55731 | 0.23677 | 0.27714 | 4.3093e-05 | 0.002327% | 0.5037% | 1.1721e-07 |  |  |  | 0.205 | -0.55731 | 0.23677 | 0.27714 | 4.6755e-05 | 0.005049% | 0.5037% | 2.5433e-07 |  |  | 0.205 | -0.55731 | 0.23677 | 0.27714 | 4.7978e-05 | 0.007772% | 0.5037% | 3.9147e-07 |  |  | 0.205
[5 empty] | 0.21 | -0.53634 | 0.24017 | 0.29084 | 4.5224e-05 | 0.002442% | 0.5036% | 1.2297e-07 |  |  |  | 0.21 | -0.53634 | 0.24017 | 0.29084 | 4.9068e-05 | 0.005299% | 0.5036% | 2.6684e-07 |  |  | 0.21 | -0.53634 | 0.24017 | 0.29084 | 5.0351e-05 | 0.008157% | 0.5036% | 4.1073e-07 |  |  | 0.21
[5 empty] | 0.215 | -0.51567 | 0.24349 | 0.30502 | 4.7429e-05 | 0.002561% | 0.5034% | 1.2894e-07 |  |  |  | 0.215 | -0.51567 | 0.24349 | 0.30502 | 5.146e-05 | 0.005558% | 0.5034% | 2.7978e-07 |  |  | 0.215 | -0.51567 | 0.24349 | 0.30502 | 5.2806e-05 | 0.008554% | 0.5034% | 4.3065e-07 |  |  | 0.215
[5 empty] | 0.22 | -0.49527 | 0.24674 | 0.31969 | 4.971e-05 | 0.002684% | 0.5033% | 1.351e-07 |  |  |  | 0.22 | -0.49527 | 0.24674 | 0.31969 | 5.3935e-05 | 0.005825% | 0.5033% | 2.9317e-07 |  |  | 0.22 | -0.49527 | 0.24674 | 0.31969 | 5.5346e-05 | 0.008966% | 0.5033% | 4.5125e-07 |  |  | 0.22
[5 empty] | 0.225 | -0.47513 | 0.24993 | 0.33486 | 5.2069e-05 | 0.002812% | 0.5032% | 1.4148e-07 |  |  |  | 0.225 | -0.47513 | 0.24993 | 0.33486 | 5.6494e-05 | 0.006101% | 0.5032% | 3.0701e-07 |  |  | 0.225 | -0.47513 | 0.24993 | 0.33486 | 5.7972e-05 | 0.009391% | 0.5032% | 4.7256e-07 |  |  | 0.225
[5 empty] | 0.23 | -0.45525 | 0.25304 | 0.35055 | 5.4508e-05 | 0.002943% | 0.5031% | 1.4808e-07 |  |  |  | 0.23 | -0.45525 | 0.25304 | 0.35055 | 5.914e-05 | 0.006387% | 0.5031% | 3.2132e-07 |  |  | 0.23 | -0.45525 | 0.25304 | 0.35055 | 6.0688e-05 | 0.009831% | 0.5031% | 4.9458e-07 |  |  | 0.23
[5 empty] | 0.235 | -0.43561 | 0.25608 | 0.36677 | 5.703e-05 | 0.00308% | 0.503% | 1.549e-07 |  |  |  | 0.235 | -0.43561 | 0.25608 | 0.36677 | 6.1876e-05 | 0.006682% | 0.503% | 3.3612e-07 |  |  | 0.235 | -0.43561 | 0.25608 | 0.36677 | 6.3495e-05 | 0.01029% | 0.503% | 5.1736e-07 |  |  | 0.235
[5 empty] | 0.24 | -0.4162 | 0.25906 | 0.38353 | 5.9637e-05 | 0.00322% | 0.5029% | 1.6194e-07 |  |  |  | 0.24 | -0.4162 | 0.25906 | 0.38353 | 6.4705e-05 | 0.006988% | 0.5029% | 3.5141e-07 |  |  | 0.24 | -0.4162 | 0.25906 | 0.38353 | 6.6398e-05 | 0.01076% | 0.5029% | 5.4089e-07 |  |  | 0.24
[5 empty] | 0.245 | -0.39701 | 0.26197 | 0.40086 | 6.2331e-05 | 0.003366% | 0.5028% | 1.6923e-07 |  |  |  | 0.245 | -0.39701 | 0.26197 | 0.40086 | 6.7628e-05 | 0.007304% | 0.5028% | 3.6722e-07 |  |  | 0.245 | -0.39701 | 0.26197 | 0.40086 | 6.9398e-05 | 0.01124% | 0.5028% | 5.6522e-07 |  |  | 0.245
[5 empty] | 0.25 | -0.37802 | 0.26481 | 0.41877 | 6.5116e-05 | 0.003516% | 0.5027% | 1.7676e-07 |  |  |  | 0.25 | -0.37802 | 0.26481 | 0.41877 | 7.065e-05 | 0.00763% | 0.5027% | 3.8355e-07 |  |  | 0.25 | -0.37802 | 0.26481 | 0.41877 | 7.2498e-05 | 0.01174% | 0.5027% | 5.9037e-07 |  |  | 0.25
[5 empty] | 0.255 | -0.35924 | 0.26759 | 0.43728 | 6.7994e-05 | 0.003672% | 0.5026% | 1.8454e-07 |  |  |  | 0.255 | -0.35924 | 0.26759 | 0.43728 | 7.3773e-05 | 0.007967% | 0.5026% | 4.0043e-07 |  |  | 0.255 | -0.35924 | 0.26759 | 0.43728 | 7.5703e-05 | 0.01226% | 0.5026% | 6.1635e-07 |  |  | 0.255
[5 empty] | 0.26 | -0.34065 | 0.2703 | 0.4564 | 7.0968e-05 | 0.003832% | 0.5025% | 1.9257e-07 |  |  |  | 0.26 | -0.34065 | 0.2703 | 0.4564 | 7.6999e-05 | 0.008316% | 0.5025% | 4.1787e-07 |  |  | 0.26 | -0.34065 | 0.2703 | 0.4564 | 7.9014e-05 | 0.0128% | 0.5025% | 6.4319e-07 |  |  | 0.26
[5 empty] | 0.265 | -0.32224 | 0.27295 | 0.47616 | 7.404e-05 | 0.003998% | 0.5024% | 2.0088e-07 |  |  |  | 0.265 | -0.32224 | 0.27295 | 0.47616 | 8.0333e-05 | 0.008676% | 0.5024% | 4.3589e-07 |  |  | 0.265 | -0.32224 | 0.27295 | 0.47616 | 8.2435e-05 | 0.01335% | 0.5024% | 6.7092e-07 |  |  | 0.265
[5 empty] | 0.27 | -0.30401 | 0.27554 | 0.49658 | 7.7215e-05 | 0.00417% | 0.5024% | 2.0946e-07 |  |  |  | 0.27 | -0.30401 | 0.27554 | 0.49658 | 8.3777e-05 | 0.009047% | 0.5024% | 4.545e-07 |  |  | 0.27 | -0.30401 | 0.27554 | 0.49658 | 8.5969e-05 | 0.01393% | 0.5024% | 6.9957e-07 |  |  | 0.27
[5 empty] | 0.275 | -0.28595 | 0.27806 | 0.51767 | 8.0494e-05 | 0.004347% | 0.5023% | 2.1832e-07 |  |  |  | 0.275 | -0.28595 | 0.27806 | 0.51767 | 8.7335e-05 | 0.009432% | 0.5023% | 4.7373e-07 |  |  | 0.275 | -0.28595 | 0.27806 | 0.51767 | 8.962e-05 | 0.01452% | 0.5023% | 7.2917e-07 |  |  | 0.275
[5 empty] | 0.28 | -0.26805 | 0.28052 | 0.53945 | 8.3881e-05 | 0.004529% | 0.5022% | 2.2747e-07 |  |  |  | 0.28 | -0.26805 | 0.28052 | 0.53945 | 9.101e-05 | 0.009829% | 0.5022% | 4.9359e-07 |  |  | 0.28 | -0.26805 | 0.28052 | 0.53945 | 9.3391e-05 | 0.01513% | 0.5022% | 7.5973e-07 |  |  | 0.28
[5 empty] | 0.285 | -0.2503 | 0.28292 | 0.56196 | 8.738e-05 | 0.004718% | 0.5021% | 2.3692e-07 |  |  |  | 0.285 | -0.2503 | 0.28292 | 0.56196 | 9.4806e-05 | 0.01024% | 0.5021% | 5.141e-07 |  |  | 0.285 | -0.2503 | 0.28292 | 0.56196 | 9.7287e-05 | 0.01576% | 0.5021% | 7.9131e-07 |  |  | 0.285
[5 empty] | 0.29 | -0.2327 | 0.28525 | 0.5852 | 9.0994e-05 | 0.004914% | 0.502% | 2.4669e-07 |  |  |  | 0.29 | -0.2327 | 0.28525 | 0.5852 | 9.8727e-05 | 0.01066% | 0.502% | 5.3529e-07 |  |  | 0.29 | -0.2327 | 0.28525 | 0.5852 | 0.00010131 | 0.01641% | 0.502% | 8.2391e-07 |  |  | 0.29
[5 empty] | 0.295 | -0.21524 | 0.28753 | 0.6092 | 9.4727e-05 | 0.005115% | 0.502% | 2.5677e-07 |  |  |  | 0.295 | -0.21524 | 0.28753 | 0.6092 | 0.00010278 | 0.0111% | 0.502% | 5.5716e-07 |  |  | 0.295 | -0.21524 | 0.28753 | 0.6092 | 0.00010547 | 0.01708% | 0.502% | 8.5759e-07 |  |  | 0.295
[5 empty] | 0.3 | -0.19792 | 0.28974 | 0.63399 | 9.8581e-05 | 0.005323% | 0.5019% | 2.6718e-07 |  |  |  | 0.3 | -0.19792 | 0.28974 | 0.63399 | 0.00010696 | 0.01155% | 0.5019% | 5.7976e-07 |  |  | 0.3 | -0.19792 | 0.28974 | 0.63399 | 0.00010976 | 0.01778% | 0.5019% | 8.9236e-07 |  |  | 0.3
[5 empty] | 0.305 | -0.18072 | 0.2919 | 0.65959 | 0.00010256 | 0.005538% | 0.5018% | 2.7793e-07 |  |  |  | 0.305 | -0.18072 | 0.2919 | 0.65959 | 0.00011128 | 0.01202% | 0.5018% | 6.0309e-07 |  |  | 0.305 | -0.18072 | 0.2919 | 0.65959 | 0.00011419 | 0.0185% | 0.5018% | 9.2827e-07 |  |  | 0.305
[5 empty] | 0.31 | -0.16366 | 0.29399 | 0.68603 | 0.00010667 | 0.00576% | 0.5018% | 2.8904e-07 |  |  |  | 0.31 | -0.16366 | 0.29399 | 0.68603 | 0.00011574 | 0.0125% | 0.5018% | 6.2718e-07 |  |  | 0.31 | -0.16366 | 0.29399 | 0.68603 | 0.00011877 | 0.01924% | 0.5018% | 9.6535e-07 |  |  | 0.31
[5 empty] | 0.315 | -0.14671 | 0.29603 | 0.71333 | 0.00011092 | 0.005989% | 0.5017% | 3.005e-07 |  |  |  | 0.315 | -0.14671 | 0.29603 | 0.71333 | 0.00012034 | 0.013% | 0.5017% | 6.5205e-07 |  |  | 0.315 | -0.14671 | 0.29603 | 0.71333 | 0.00012349 | 0.02% | 0.5017% | 1.0036e-06 |  |  | 0.315
[5 empty] | 0.32 | -0.12987 | 0.29801 | 0.74152 | 0.0001153 | 0.006226% | 0.5017% | 3.1234e-07 |  |  |  | 0.32 | -0.12987 | 0.29801 | 0.74152 | 0.0001251 | 0.01351% | 0.5017% | 6.7774e-07 |  |  | 0.32 | -0.12987 | 0.29801 | 0.74152 | 0.00012837 | 0.02079% | 0.5017% | 1.0432e-06 |  |  | 0.32
[5 empty] | 0.325 | -0.11315 | 0.29993 | 0.77064 | 0.00011983 | 0.006471% | 0.5016% | 3.2456e-07 |  |  |  | 0.325 | -0.11315 | 0.29993 | 0.77064 | 0.00013001 | 0.01404% | 0.5016% | 7.0426e-07 |  |  | 0.325 | -0.11315 | 0.29993 | 0.77064 | 0.00013341 | 0.02161% | 0.5016% | 1.084e-06 |  |  | 0.325
[5 empty] | 0.33 | -0.096532 | 0.30179 | 0.8007 | 0.0001245 | 0.006723% | 0.5015% | 3.3718e-07 |  |  |  | 0.33 | -0.096532 | 0.30179 | 0.8007 | 0.00013508 | 0.01459% | 0.5015% | 7.3165e-07 |  |  | 0.33 | -0.096532 | 0.30179 | 0.8007 | 0.00013862 | 0.02245% | 0.5015% | 1.1261e-06 |  |  | 0.33
[5 empty] | 0.335 | -0.080014 | 0.30359 | 0.83174 | 0.00012933 | 0.006984% | 0.5015% | 3.5021e-07 |  |  |  | 0.335 | -0.080014 | 0.30359 | 0.83174 | 0.00014032 | 0.01515% | 0.5015% | 7.5992e-07 |  |  | 0.335 | -0.080014 | 0.30359 | 0.83174 | 0.00014399 | 0.02332% | 0.5015% | 1.1697e-06 |  |  | 0.335
[5 empty] | 0.34 | -0.063592 | 0.30534 | 0.86379 | 0.00013431 | 0.007253% | 0.5014% | 3.6367e-07 |  |  |  | 0.34 | -0.063592 | 0.30534 | 0.86379 | 0.00014573 | 0.01574% | 0.5014% | 7.8912e-07 |  |  | 0.34 | -0.063592 | 0.30534 | 0.86379 | 0.00014954 | 0.02422% | 0.5014% | 1.2146e-06 |  |  | 0.34
[5 empty] | 0.345 | -0.047262 | 0.30703 | 0.89689 | 0.00013946 | 0.007531% | 0.5014% | 3.7756e-07 |  |  |  | 0.345 | -0.047262 | 0.30703 | 0.89689 | 0.00015131 | 0.01634% | 0.5014% | 8.1926e-07 |  |  | 0.345 | -0.047262 | 0.30703 | 0.89689 | 0.00015527 | 0.02515% | 0.5014% | 1.261e-06 |  |  | 0.345
[5 empty] | 0.35 | -0.031021 | 0.30867 | 0.93106 | 0.00014477 | 0.007817% | 0.5013% | 3.9191e-07 |  |  |  | 0.35 | -0.031021 | 0.30867 | 0.93106 | 0.00015708 | 0.01696% | 0.5013% | 8.5039e-07 |  |  | 0.35 | -0.031021 | 0.30867 | 0.93106 | 0.00016119 | 0.02611% | 0.5013% | 1.3089e-06 |  |  | 0.35
[5 empty] | 0.355 | -0.014864 | 0.31024 | 0.96635 | 0.00015026 | 0.008114% | 0.5013% | 4.0672e-07 |  |  |  | 0.355 | -0.014864 | 0.31024 | 0.96635 | 0.00016303 | 0.01761% | 0.5013% | 8.8253e-07 |  |  | 0.355 | -0.014864 | 0.31024 | 0.96635 | 0.0001673 | 0.0271% | 0.5013% | 1.3584e-06 |  |  | 0.355
[5 empty] | 0.36 | 0.0012132 | 0.31176 | 1.0028 | 0.00015593 | 0.00842% | 0.5012% | 4.2201e-07 |  |  |  | 0.36 | 0.0012132 | 0.31176 | 1.0028 | 0.00016918 | 0.01827% | 0.5012% | 9.1571e-07 |  |  | 0.36 | 0.0012132 | 0.31176 | 1.0028 | 0.00017361 | 0.02812% | 0.5012% | 1.4094e-06 |  |  | 0.36
[5 empty] | 0.365 | 0.017213 | 0.31323 | 1.0404 | 0.00016178 | 0.008736% | 0.5012% | 4.3781e-07 |  |  |  | 0.365 | 0.017213 | 0.31323 | 1.0404 | 0.00017553 | 0.01896% | 0.5012% | 9.4998e-07 |  |  | 0.365 | 0.017213 | 0.31323 | 1.0404 | 0.00018012 | 0.02918% | 0.5012% | 1.4622e-06 |  |  | 0.365
[5 empty] | 0.37 | 0.03314 | 0.31464 | 1.0793 | 0.00016782 | 0.009062% | 0.5011% | 4.5411e-07 |  |  |  | 0.37 | 0.03314 | 0.31464 | 1.0793 | 0.00018209 | 0.01966% | 0.5011% | 9.8536e-07 |  |  | 0.37 | 0.03314 | 0.31464 | 1.0793 | 0.00018685 | 0.03027% | 0.5011% | 1.5166e-06 |  |  | 0.37
[5 empty] | 0.375 | 0.048997 | 0.316 | 1.1194 | 0.00017406 | 0.009399% | 0.5011% | 4.7095e-07 |  |  |  | 0.375 | 0.048997 | 0.316 | 1.1194 | 0.00018886 | 0.02039% | 0.5011% | 1.0219e-06 |  |  | 0.375 | 0.048997 | 0.316 | 1.1194 | 0.0001938 | 0.03139% | 0.5011% | 1.5729e-06 |  |  | 0.375
[5 empty] | 0.38 | 0.064787 | 0.3173 | 1.1609 | 0.00018051 | 0.009747% | 0.501% | 4.8834e-07 |  |  |  | 0.38 | 0.064787 | 0.3173 | 1.1609 | 0.00019585 | 0.02115% | 0.501% | 1.0596e-06 |  |  | 0.38 | 0.064787 | 0.3173 | 1.1609 | 0.00020097 | 0.03255% | 0.501% | 1.6309e-06 |  |  | 0.38
[5 empty] | 0.385 | 0.080514 | 0.31854 | 1.2037 | 0.00018717 | 0.01011% | 0.501% | 5.063e-07 |  |  |  | 0.385 | 0.080514 | 0.31854 | 1.2037 | 0.00020307 | 0.02193% | 0.501% | 1.0986e-06 |  |  | 0.385 | 0.080514 | 0.31854 | 1.2037 | 0.00020839 | 0.03375% | 0.501% | 1.6909e-06 |  |  | 0.385
[5 empty] | 0.39 | 0.096181 | 0.31973 | 1.2479 | 0.00019404 | 0.01048% | 0.5009% | 5.2485e-07 |  |  |  | 0.39 | 0.096181 | 0.31973 | 1.2479 | 0.00021053 | 0.02273% | 0.5009% | 1.1388e-06 |  |  | 0.39 | 0.096181 | 0.31973 | 1.2479 | 0.00021604 | 0.03499% | 0.5009% | 1.7529e-06 |  |  | 0.39
[5 empty] | 0.395 | 0.11179 | 0.32087 | 1.2936 | 0.00020114 | 0.01086% | 0.5009% | 5.4401e-07 |  |  |  | 0.395 | 0.11179 | 0.32087 | 1.2936 | 0.00021824 | 0.02357% | 0.5009% | 1.1804e-06 |  |  | 0.395 | 0.11179 | 0.32087 | 1.2936 | 0.00022395 | 0.03627% | 0.5009% | 1.8168e-06 |  |  | 0.395
[5 empty] | 0.4 | 0.12735 | 0.32195 | 1.3407 | 0.00020848 | 0.01126% | 0.5008% | 5.638e-07 |  |  |  | 0.4 | 0.12735 | 0.32195 | 1.3407 | 0.0002262 | 0.02443% | 0.5008% | 1.2233e-06 |  |  | 0.4 | 0.12735 | 0.32195 | 1.3407 | 0.00023211 | 0.0376% | 0.5008% | 1.8829e-06 |  |  | 0.4
[5 empty] | 0.405 | 0.14285 | 0.32298 | 1.3895 | 0.00021605 | 0.01167% | 0.5008% | 5.8424e-07 |  |  |  | 0.405 | 0.14285 | 0.32298 | 1.3895 | 0.00023442 | 0.02531% | 0.5008% | 1.2677e-06 |  |  | 0.405 | 0.14285 | 0.32298 | 1.3895 | 0.00024055 | 0.03896% | 0.5008% | 1.9512e-06 |  |  | 0.405
[5 empty] | 0.41 | 0.15831 | 0.32396 | 1.4398 | 0.00022388 | 0.01209% | 0.5007% | 6.0535e-07 |  |  |  | 0.41 | 0.15831 | 0.32396 | 1.4398 | 0.00024291 | 0.02623% | 0.5007% | 1.3135e-06 |  |  | 0.41 | 0.15831 | 0.32396 | 1.4398 | 0.00024927 | 0.04037% | 0.5007% | 2.0217e-06 |  |  | 0.41
[5 empty] | 0.415 | 0.17372 | 0.32488 | 1.4918 | 0.00023197 | 0.01253% | 0.5007% | 6.2716e-07 |  |  |  | 0.415 | 0.17372 | 0.32488 | 1.4918 | 0.00025169 | 0.02718% | 0.5007% | 1.3608e-06 |  |  | 0.415 | 0.17372 | 0.32488 | 1.4918 | 0.00025827 | 0.04183% | 0.5007% | 2.0945e-06 |  |  | 0.415
[5 empty] | 0.42 | 0.18909 | 0.32574 | 1.5456 | 0.00024033 | 0.01298% | 0.5007% | 6.497e-07 |  |  |  | 0.42 | 0.18909 | 0.32574 | 1.5456 | 0.00026075 | 0.02816% | 0.5007% | 1.4097e-06 |  |  | 0.42 | 0.18909 | 0.32574 | 1.5456 | 0.00026757 | 0.04334% | 0.5007% | 2.1697e-06 |  |  | 0.42
[5 empty] | 0.425 | 0.20442 | 0.32656 | 1.6011 | 0.00024896 | 0.01344% | 0.5006% | 6.7298e-07 |  |  |  | 0.425 | 0.20442 | 0.32656 | 1.6011 | 0.00027012 | 0.02917% | 0.5006% | 1.4602e-06 |  |  | 0.425 | 0.20442 | 0.32656 | 1.6011 | 0.00027719 | 0.04489% | 0.5006% | 2.2475e-06 |  |  | 0.425
[5 empty] | 0.43 | 0.21971 | 0.32732 | 1.6585 | 0.00025789 | 0.01392% | 0.5006% | 6.9704e-07 |  |  |  | 0.43 | 0.21971 | 0.32732 | 1.6585 | 0.0002798 | 0.03021% | 0.5006% | 1.5124e-06 |  |  | 0.43 | 0.21971 | 0.32732 | 1.6585 | 0.00028712 | 0.0465% | 0.5006% | 2.3278e-06 |  |  | 0.43
[5 empty] | 0.435 | 0.23497 | 0.32803 | 1.7178 | 0.00026711 | 0.01442% | 0.5005% | 7.2191e-07 |  |  |  | 0.435 | 0.23497 | 0.32803 | 1.7178 | 0.00028981 | 0.03129% | 0.5005% | 1.5664e-06 |  |  | 0.435 | 0.23497 | 0.32803 | 1.7178 | 0.00029739 | 0.04817% | 0.5005% | 2.4109e-06 |  |  | 0.435
[5 empty] | 0.44 | 0.2502 | 0.32868 | 1.7791 | 0.00027664 | 0.01494% | 0.5005% | 7.476e-07 |  |  |  | 0.44 | 0.2502 | 0.32868 | 1.7791 | 0.00030015 | 0.03241% | 0.5005% | 1.6221e-06 |  |  | 0.44 | 0.2502 | 0.32868 | 1.7791 | 0.000308 | 0.04988% | 0.5005% | 2.4967e-06 |  |  | 0.44
[5 empty] | 0.445 | 0.2654 | 0.32929 | 1.8425 | 0.00028649 | 0.01547% | 0.5005% | 7.7416e-07 |  |  |  | 0.445 | 0.2654 | 0.32929 | 1.8425 | 0.00031084 | 0.03356% | 0.5005% | 1.6798e-06 |  |  | 0.445 | 0.2654 | 0.32929 | 1.8425 | 0.00031897 | 0.05166% | 0.5005% | 2.5853e-06 |  |  | 0.445
[5 empty] | 0.45 | 0.28057 | 0.32984 | 1.908 | 0.00029668 | 0.01602% | 0.5004% | 8.0162e-07 |  |  |  | 0.45 | 0.28057 | 0.32984 | 1.908 | 0.00032189 | 0.03476% | 0.5004% | 1.7393e-06 |  |  | 0.45 | 0.28057 | 0.32984 | 1.908 | 0.00033031 | 0.0535% | 0.5004% | 2.677e-06 |  |  | 0.45
[5 empty] | 0.455 | 0.29572 | 0.33033 | 1.9757 | 0.00030721 | 0.01659% | 0.5004% | 8.3e-07 |  |  |  | 0.455 | 0.29572 | 0.33033 | 1.9757 | 0.00033331 | 0.03599% | 0.5004% | 1.8009e-06 |  |  | 0.455 | 0.29572 | 0.33033 | 1.9757 | 0.00034203 | 0.05539% | 0.5004% | 2.7718e-06 |  |  | 0.455
[5 empty] | 0.46 | 0.31084 | 0.33078 | 2.0457 | 0.00031809 | 0.01718% | 0.5003% | 8.5935e-07 |  |  |  | 0.46 | 0.31084 | 0.33078 | 2.0457 | 0.00034513 | 0.03727% | 0.5003% | 1.8646e-06 |  |  | 0.46 | 0.31084 | 0.33078 | 2.0457 | 0.00035416 | 0.05736% | 0.5003% | 2.8697e-06 |  |  | 0.46
[5 empty] | 0.465 | 0.32595 | 0.33117 | 2.1181 | 0.00032935 | 0.01778% | 0.5003% | 8.8969e-07 |  |  |  | 0.465 | 0.32595 | 0.33117 | 2.1181 | 0.00035734 | 0.03859% | 0.5003% | 1.9304e-06 |  |  | 0.465 | 0.32595 | 0.33117 | 2.1181 | 0.00036669 | 0.05939% | 0.5003% | 2.9711e-06 |  |  | 0.465
[5 empty] | 0.47 | 0.34104 | 0.33151 | 2.193 | 0.000341 | 0.01841% | 0.5002% | 9.2107e-07 |  |  |  | 0.47 | 0.34104 | 0.33151 | 2.193 | 0.00036998 | 0.03995% | 0.5002% | 1.9985e-06 |  |  | 0.47 | 0.34104 | 0.33151 | 2.193 | 0.00037966 | 0.06149% | 0.5002% | 3.0758e-06 |  |  | 0.47
[5 empty] | 0.475 | 0.35612 | 0.3318 | 2.2705 | 0.00035304 | 0.01906% | 0.5002% | 9.5352e-07 |  |  |  | 0.475 | 0.35612 | 0.3318 | 2.2705 | 0.00038305 | 0.04136% | 0.5002% | 2.0689e-06 |  |  | 0.475 | 0.35612 | 0.3318 | 2.2705 | 0.00039307 | 0.06366% | 0.5002% | 3.1842e-06 |  |  | 0.475
[5 empty] | 0.48 | 0.37118 | 0.33203 | 2.3506 | 0.0003655 | 0.01974% | 0.5002% | 9.871e-07 |  |  |  | 0.48 | 0.37118 | 0.33203 | 2.3506 | 0.00039657 | 0.04282% | 0.5002% | 2.1417e-06 |  |  | 0.48 | 0.37118 | 0.33203 | 2.3506 | 0.00040694 | 0.0659% | 0.5002% | 3.2963e-06 |  |  | 0.48
[5 empty] | 0.485 | 0.38623 | 0.33222 | 2.4335 | 0.00037839 | 0.02043% | 0.5001% | 1.0218e-06 |  |  |  | 0.485 | 0.38623 | 0.33222 | 2.4335 | 0.00041055 | 0.04433% | 0.5001% | 2.2171e-06 |  |  | 0.485 | 0.38623 | 0.33222 | 2.4335 | 0.0004213 | 0.06823% | 0.5001% | 3.4122e-06 |  |  | 0.485
[5 empty] | 0.49 | 0.40128 | 0.33235 | 2.5193 | 0.00039174 | 0.02115% | 0.5001% | 1.0578e-06 |  |  |  | 0.49 | 0.40128 | 0.33235 | 2.5193 | 0.00042503 | 0.04589% | 0.5001% | 2.295e-06 |  |  | 0.49 | 0.40128 | 0.33235 | 2.5193 | 0.00043615 | 0.07063% | 0.5001% | 3.5322e-06 |  |  | 0.49
[5 empty] | 0.495 | 0.41632 | 0.33243 | 2.6081 | 0.00040554 | 0.0219% | 0.5001% | 1.095e-06 |  |  |  | 0.495 | 0.41632 | 0.33243 | 2.6081 | 0.00044001 | 0.04751% | 0.5001% | 2.3757e-06 |  |  | 0.495 | 0.41632 | 0.33243 | 2.6081 | 0.00045152 | 0.07312% | 0.5001% | 3.6564e-06 |  |  | 0.495
[5 empty] | 0.5 | 0.43136 | 0.33245 | 2.7 | 0.00041983 | 0.02267% | 0.5% | 1.1334e-06 |  |  |  | 0.5 | 0.43136 | 0.33245 | 2.7 | 0.00045551 | 0.04918% | 0.5% | 2.4592e-06 |  |  | 0.5 | 0.43136 | 0.33245 | 2.7 | 0.00046743 | 0.0757% | 0.5% | 3.7848e-06 |  |  | 0.5
[5 empty] | 0.505 | 0.4464 | 0.33243 | 2.7951 | 0.00043463 | 0.02347% | 0.5% | 1.1733e-06 |  |  |  | 0.505 | 0.4464 | 0.33243 | 2.7951 | 0.00047156 | 0.05092% | 0.5% | 2.5457e-06 |  |  | 0.505 | 0.4464 | 0.33243 | 2.7951 | 0.0004839 | 0.07836% | 0.5% | 3.9179e-06 |  |  | 0.505
[5 empty] | 0.51 | 0.46145 | 0.33235 | 2.8937 | 0.00044994 | 0.02429% | 0.4999% | 1.2145e-06 |  |  |  | 0.51 | 0.46145 | 0.33235 | 2.8937 | 0.00048818 | 0.05271% | 0.4999% | 2.6351e-06 |  |  | 0.51 | 0.46145 | 0.33235 | 2.8937 | 0.00050096 | 0.08112% | 0.4999% | 4.0556e-06 |  |  | 0.51
[5 empty] | 0.515 | 0.47649 | 0.33222 | 2.9957 | 0.00046581 | 0.02515% | 0.4999% | 1.2573e-06 |  |  |  | 0.515 | 0.47649 | 0.33222 | 2.9957 | 0.00050539 | 0.05457% | 0.4999% | 2.7278e-06 |  |  | 0.515 | 0.47649 | 0.33222 | 2.9957 | 0.00051862 | 0.08398% | 0.4999% | 4.1982e-06 |  |  | 0.515
[5 empty] | 0.52 | 0.49155 | 0.33203 | 3.1013 | 0.00048224 | 0.02604% | 0.4999% | 1.3015e-06 |  |  |  | 0.52 | 0.49155 | 0.33203 | 3.1013 | 0.00052322 | 0.05649% | 0.4999% | 2.8238e-06 |  |  | 0.52 | 0.49155 | 0.33203 | 3.1013 | 0.00053691 | 0.08694% | 0.4999% | 4.3458e-06 |  |  | 0.52
[5 empty] | 0.525 | 0.50661 | 0.3318 | 3.2108 | 0.00049926 | 0.02696% | 0.4998% | 1.3473e-06 |  |  |  | 0.525 | 0.50661 | 0.3318 | 3.2108 | 0.00054169 | 0.05849% | 0.4998% | 2.9232e-06 |  |  | 0.525 | 0.50661 | 0.3318 | 3.2108 | 0.00055586 | 0.09001% | 0.4998% | 4.4988e-06 |  |  | 0.525
[5 empty] | 0.53 | 0.52169 | 0.33151 | 3.3242 | 0.00051689 | 0.02791% | 0.4998% | 1.3948e-06 |  |  |  | 0.53 | 0.52169 | 0.33151 | 3.3242 | 0.00056082 | 0.06055% | 0.4998% | 3.0262e-06 |  |  | 0.53 | 0.52169 | 0.33151 | 3.3242 | 0.00057549 | 0.09319% | 0.4998% | 4.6572e-06 |  |  | 0.53
[5 empty] | 0.535 | 0.53678 | 0.33117 | 3.4417 | 0.00053517 | 0.02889% | 0.4997% | 1.444e-06 |  |  |  | 0.535 | 0.53678 | 0.33117 | 3.4417 | 0.00058065 | 0.06269% | 0.4997% | 3.1329e-06 |  |  | 0.535 | 0.53678 | 0.33117 | 3.4417 | 0.00059584 | 0.09648% | 0.4997% | 4.8214e-06 |  |  | 0.535
[5 empty] | 0.54 | 0.55188 | 0.33078 | 3.5636 | 0.00055411 | 0.02992% | 0.4997% | 1.495e-06 |  |  |  | 0.54 | 0.55188 | 0.33078 | 3.5636 | 0.0006012 | 0.06491% | 0.4997% | 3.2435e-06 |  |  | 0.54 | 0.55188 | 0.33078 | 3.5636 | 0.00061693 | 0.09989% | 0.4997% | 4.9916e-06 |  |  | 0.54
[5 empty] | 0.545 | 0.56701 | 0.33033 | 3.6899 | 0.00057375 | 0.03098% | 0.4997% | 1.5478e-06 |  |  |  | 0.545 | 0.56701 | 0.33033 | 3.6899 | 0.00062251 | 0.06721% | 0.4997% | 3.3581e-06 |  |  | 0.545 | 0.56701 | 0.33033 | 3.6899 | 0.0006388 | 0.1034% | 0.4997% | 5.168e-06 |  |  | 0.545
[5 empty] | 0.55 | 0.58216 | 0.32984 | 3.8208 | 0.00059411 | 0.03208% | 0.4996% | 1.6026e-06 |  |  |  | 0.55 | 0.58216 | 0.32984 | 3.8208 | 0.0006446 | 0.06959% | 0.4996% | 3.477e-06 |  |  | 0.55 | 0.58216 | 0.32984 | 3.8208 | 0.00066147 | 0.1071% | 0.4996% | 5.3509e-06 |  |  | 0.55
[5 empty] | 0.555 | 0.59733 | 0.32929 | 3.9567 | 0.00061523 | 0.03322% | 0.4996% | 1.6594e-06 |  |  |  | 0.555 | 0.59733 | 0.32929 | 3.9567 | 0.00066752 | 0.07207% | 0.4996% | 3.6003e-06 |  |  | 0.555 | 0.59733 | 0.32929 | 3.9567 | 0.00068499 | 0.1109% | 0.4996% | 5.5406e-06 |  |  | 0.555
[5 empty] | 0.56 | 0.61253 | 0.32868 | 4.0976 | 0.00063715 | 0.0344% | 0.4995% | 1.7184e-06 |  |  |  | 0.56 | 0.61253 | 0.32868 | 4.0976 | 0.00069129 | 0.07463% | 0.4995% | 3.7281e-06 |  |  | 0.56 | 0.61253 | 0.32868 | 4.0976 | 0.00070938 | 0.1149% | 0.4995% | 5.7374e-06 |  |  | 0.56
[5 empty] | 0.565 | 0.62775 | 0.32803 | 4.2438 | 0.00065988 | 0.03563% | 0.4995% | 1.7796e-06 |  |  |  | 0.565 | 0.62775 | 0.32803 | 4.2438 | 0.00071596 | 0.07729% | 0.4995% | 3.8608e-06 |  |  | 0.565 | 0.62775 | 0.32803 | 4.2438 | 0.00073469 | 0.1189% | 0.4995% | 5.9415e-06 |  |  | 0.565
[5 empty] | 0.57 | 0.64301 | 0.32732 | 4.3955 | 0.00068348 | 0.0369% | 0.4995% | 1.843e-06 |  |  |  | 0.57 | 0.64301 | 0.32732 | 4.3955 | 0.00074156 | 0.08006% | 0.4995% | 3.9985e-06 |  |  | 0.57 | 0.64301 | 0.32732 | 4.3955 | 0.00076097 | 0.1232% | 0.4995% | 6.1533e-06 |  |  | 0.57
[5 empty] | 0.575 | 0.65831 | 0.32656 | 4.5531 | 0.00070797 | 0.03822% | 0.4994% | 1.9089e-06 |  |  |  | 0.575 | 0.65831 | 0.32656 | 4.5531 | 0.00076814 | 0.08293% | 0.4994% | 4.1414e-06 |  |  | 0.575 | 0.65831 | 0.32656 | 4.5531 | 0.00078824 | 0.1276% | 0.4994% | 6.3732e-06 |  |  | 0.575
[5 empty] | 0.58 | 0.67364 | 0.32574 | 4.7167 | 0.00073341 | 0.0396% | 0.4994% | 1.9773e-06 |  |  |  | 0.58 | 0.67364 | 0.32574 | 4.7167 | 0.00079574 | 0.0859% | 0.4994% | 4.2897e-06 |  |  | 0.58 | 0.67364 | 0.32574 | 4.7167 | 0.00081656 | 0.1322% | 0.4994% | 6.6014e-06 |  |  | 0.58
[5 empty] | 0.585 | 0.68901 | 0.32488 | 4.8866 | 0.00075983 | 0.04102% | 0.4993% | 2.0484e-06 |  |  |  | 0.585 | 0.68901 | 0.32488 | 4.8866 | 0.00082441 | 0.089% | 0.4993% | 4.4438e-06 |  |  | 0.585 | 0.68901 | 0.32488 | 4.8866 | 0.00084598 | 0.137% | 0.4993% | 6.8385e-06 |  |  | 0.585
[5 empty] | 0.59 | 0.70442 | 0.32396 | 5.0631 | 0.00078728 | 0.0425% | 0.4993% | 2.1222e-06 |  |  |  | 0.59 | 0.70442 | 0.32396 | 5.0631 | 0.00085419 | 0.09221% | 0.4993% | 4.6039e-06 |  |  | 0.59 | 0.70442 | 0.32396 | 5.0631 | 0.00087654 | 0.1419% | 0.4993% | 7.0847e-06 |  |  | 0.59
[5 empty] | 0.595 | 0.71988 | 0.32298 | 5.2466 | 0.00081581 | 0.04404% | 0.4992% | 2.1988e-06 |  |  |  | 0.595 | 0.71988 | 0.32298 | 5.2466 | 0.00088514 | 0.09555% | 0.4992% | 4.7702e-06 |  |  | 0.595 | 0.71988 | 0.32298 | 5.2466 | 0.0009083 | 0.147% | 0.4992% | 7.3406e-06 |  |  | 0.595
[5 empty] | 0.6 | 0.73538 | 0.32195 | 5.4373 | 0.00084546 | 0.04564% | 0.4992% | 2.2785e-06 |  |  |  | 0.6 | 0.73538 | 0.32195 | 5.4373 | 0.00091731 | 0.09902% | 0.4992% | 4.9431e-06 |  |  | 0.6 | 0.73538 | 0.32195 | 5.4373 | 0.00094131 | 0.1524% | 0.4992% | 7.6066e-06 |  |  | 0.6
[5 empty] | 0.605 | 0.75094 | 0.32087 | 5.6356 | 0.00087629 | 0.04731% | 0.4992% | 2.3614e-06 |  |  |  | 0.605 | 0.75094 | 0.32087 | 5.6356 | 0.00095076 | 0.1026% | 0.4992% | 5.1228e-06 |  |  | 0.605 | 0.75094 | 0.32087 | 5.6356 | 0.00097564 | 0.1579% | 0.4992% | 7.883e-06 |  |  | 0.605
[5 empty] | 0.61 | 0.76655 | 0.31973 | 5.8418 | 0.00090836 | 0.04904% | 0.4991% | 2.4476e-06 |  |  |  | 0.61 | 0.76655 | 0.31973 | 5.8418 | 0.00098556 | 0.1064% | 0.4991% | 5.3097e-06 |  |  | 0.61 | 0.76655 | 0.31973 | 5.8418 | 0.0010113 | 0.1637% | 0.4991% | 8.1706e-06 |  |  | 0.61
[5 empty] | 0.615 | 0.78221 | 0.31854 | 6.0564 | 0.00094173 | 0.05084% | 0.4991% | 2.5372e-06 |  |  |  | 0.615 | 0.78221 | 0.31854 | 6.0564 | 0.0010218 | 0.1103% | 0.4991% | 5.5041e-06 |  |  | 0.615 | 0.78221 | 0.31854 | 6.0564 | 0.0010485 | 0.1697% | 0.4991% | 8.4697e-06 |  |  | 0.615
[5 empty] | 0.62 | 0.79794 | 0.3173 | 6.2797 | 0.00097645 | 0.05271% | 0.499% | 2.6305e-06 |  |  |  | 0.62 | 0.79794 | 0.3173 | 6.2797 | 0.0010594 | 0.1144% | 0.499% | 5.7064e-06 |  |  | 0.62 | 0.79794 | 0.3173 | 6.2797 | 0.0010872 | 0.176% | 0.499% | 8.7809e-06 |  |  | 0.62
[5 empty] | 0.625 | 0.81373 | 0.316 | 6.5122 | 0.0010126 | 0.05467% | 0.499% | 2.7277e-06 |  |  |  | 0.625 | 0.81373 | 0.316 | 6.5122 | 0.0010987 | 0.1186% | 0.499% | 5.917e-06 |  |  | 0.625 | 0.81373 | 0.316 | 6.5122 | 0.0011274 | 0.1825% | 0.499% | 9.1049e-06 |  |  | 0.625
[5 empty] | 0.63 | 0.82959 | 0.31464 | 6.7544 | 0.0010503 | 0.0567% | 0.4989% | 2.8288e-06 |  |  |  | 0.63 | 0.82959 | 0.31464 | 6.7544 | 0.0011395 | 0.123% | 0.4989% | 6.1364e-06 |  |  | 0.63 | 0.82959 | 0.31464 | 6.7544 | 0.0011693 | 0.1893% | 0.4989% | 9.4422e-06 |  |  | 0.63
[5 empty] | 0.635 | 0.84551 | 0.31323 | 7.0067 | 0.0010895 | 0.05882% | 0.4989% | 2.9341e-06 |  |  |  | 0.635 | 0.84551 | 0.31323 | 7.0067 | 0.0011821 | 0.1276% | 0.4989% | 6.3648e-06 |  |  | 0.635 | 0.84551 | 0.31323 | 7.0067 | 0.001213 | 0.1963% | 0.4989% | 9.7936e-06 |  |  | 0.635
[5 empty] | 0.64 | 0.86151 | 0.31176 | 7.2697 | 0.0011304 | 0.06102% | 0.4988% | 3.0439e-06 |  |  |  | 0.64 | 0.86151 | 0.31176 | 7.2697 | 0.0012265 | 0.1324% | 0.4988% | 6.6028e-06 |  |  | 0.64 | 0.86151 | 0.31176 | 7.2697 | 0.0012585 | 0.2037% | 0.4988% | 1.016e-05 |  |  | 0.64
[5 empty] | 0.645 | 0.87759 | 0.31024 | 7.5438 | 0.001173 | 0.06332% | 0.4988% | 3.1583e-06 |  |  |  | 0.645 | 0.87759 | 0.31024 | 7.5438 | 0.0012727 | 0.1374% | 0.4988% | 6.851e-06 |  |  | 0.645 | 0.87759 | 0.31024 | 7.5438 | 0.001306 | 0.2113% | 0.4988% | 1.0541e-05 |  |  | 0.645
[5 empty] | 0.65 | 0.89375 | 0.30867 | 7.8298 | 0.0012175 | 0.06572% | 0.4987% | 3.2777e-06 |  |  |  | 0.65 | 0.89375 | 0.30867 | 7.8298 | 0.0013209 | 0.1426% | 0.4987% | 7.1098e-06 |  |  | 0.65 | 0.89375 | 0.30867 | 7.8298 | 0.0013555 | 0.2194% | 0.4987% | 1.0939e-05 |  |  | 0.65
[5 empty] | 0.655 | 0.90999 | 0.30703 | 8.1281 | 0.0012639 | 0.06823% | 0.4987% | 3.4022e-06 |  |  |  | 0.655 | 0.90999 | 0.30703 | 8.1281 | 0.0013713 | 0.148% | 0.4987% | 7.3797e-06 |  |  | 0.655 | 0.90999 | 0.30703 | 8.1281 | 0.0014072 | 0.2277% | 0.4987% | 1.1355e-05 |  |  | 0.655
[5 empty] | 0.66 | 0.92632 | 0.30534 | 8.4396 | 0.0013123 | 0.07084% | 0.4986% | 3.5321e-06 |  |  |  | 0.66 | 0.92632 | 0.30534 | 8.4396 | 0.0014238 | 0.1537% | 0.4986% | 7.6614e-06 |  |  | 0.66 | 0.92632 | 0.30534 | 8.4396 | 0.0014611 | 0.2364% | 0.4986% | 1.1788e-05 |  |  | 0.66
[5 empty] | 0.665 | 0.94274 | 0.30359 | 8.7648 | 0.0013629 | 0.07357% | 0.4986% | 3.6678e-06 |  |  |  | 0.665 | 0.94274 | 0.30359 | 8.7648 | 0.0014787 | 0.1596% | 0.4986% | 7.9556e-06 |  |  | 0.665 | 0.94274 | 0.30359 | 8.7648 | 0.0015174 | 0.2455% | 0.4986% | 1.224e-05 |  |  | 0.665
[5 empty] | 0.67 | 0.95926 | 0.30179 | 9.1046 | 0.0014157 | 0.07642% | 0.4985% | 3.8095e-06 |  |  |  | 0.67 | 0.95926 | 0.30179 | 9.1046 | 0.001536 | 0.1658% | 0.4985% | 8.2628e-06 |  |  | 0.67 | 0.95926 | 0.30179 | 9.1046 | 0.0015762 | 0.255% | 0.4985% | 1.2713e-05 |  |  | 0.67
[5 empty] | 0.675 | 0.97588 | 0.29993 | 9.4597 | 0.0014709 | 0.0794% | 0.4984% | 3.9576e-06 |  |  |  | 0.675 | 0.97588 | 0.29993 | 9.4597 | 0.0015959 | 0.1722% | 0.4984% | 8.5839e-06 |  |  | 0.675 | 0.97588 | 0.29993 | 9.4597 | 0.0016377 | 0.265% | 0.4984% | 1.3207e-05 |  |  | 0.675
[5 empty] | 0.68 | 0.9926 | 0.29801 | 9.8311 | 0.0015287 | 0.08251% | 0.4984% | 4.1124e-06 |  |  |  | 0.68 | 0.9926 | 0.29801 | 9.8311 | 0.0016586 | 0.179% | 0.4984% | 8.9195e-06 |  |  | 0.68 | 0.9926 | 0.29801 | 9.8311 | 0.001702 | 0.2753% | 0.4984% | 1.3723e-05 |  |  | 0.68
[5 empty] | 0.685 | 1.0094 | 0.29603 | 10.2196 | 0.0015891 | 0.08577% | 0.4983% | 4.2744e-06 |  |  |  | 0.685 | 1.0094 | 0.29603 | 10.2196 | 0.0017241 | 0.186% | 0.4983% | 9.2706e-06 |  |  | 0.685 | 1.0094 | 0.29603 | 10.2196 | 0.0017692 | 0.2862% | 0.4983% | 1.4263e-05 |  |  | 0.685
[5 empty] | 0.69 | 1.0264 | 0.29399 | 10.6264 | 0.0016523 | 0.08919% | 0.4983% | 4.4438e-06 |  |  |  | 0.69 | 1.0264 | 0.29399 | 10.6264 | 0.0017928 | 0.1934% | 0.4983% | 9.638e-06 |  |  | 0.69 | 1.0264 | 0.29399 | 10.6264 | 0.0018397 | 0.2976% | 0.4983% | 1.4828e-05 |  |  | 0.69
[5 empty] | 0.695 | 1.0435 | 0.2919 | 11.0523 | 0.0017186 | 0.09276% | 0.4982% | 4.6213e-06 |  |  |  | 0.695 | 1.0435 | 0.2919 | 11.0523 | 0.0018646 | 0.2012% | 0.4982% | 1.0023e-05 |  |  | 0.695 | 1.0435 | 0.2919 | 11.0523 | 0.0019134 | 0.3095% | 0.4982% | 1.5419e-05 |  |  | 0.695
[5 empty] | 0.7 | 1.0606 | 0.28974 | 11.4986 | 0.001788 | 0.0965% | 0.4981% | 4.8072e-06 |  |  |  | 0.7 | 1.0606 | 0.28974 | 11.4986 | 0.0019399 | 0.2093% | 0.4981% | 1.0426e-05 |  |  | 0.7 | 1.0606 | 0.28974 | 11.4986 | 0.0019907 | 0.322% | 0.4981% | 1.6039e-05 |  |  | 0.7
[5 empty] | 0.705 | 1.078 | 0.28753 | 11.9665 | 0.0018607 | 0.1004% | 0.4981% | 5.0021e-06 |  |  |  | 0.705 | 1.078 | 0.28753 | 11.9665 | 0.0020188 | 0.2178% | 0.4981% | 1.0848e-05 |  |  | 0.705 | 1.078 | 0.28753 | 11.9665 | 0.0020717 | 0.335% | 0.4981% | 1.6688e-05 |  |  | 0.705
[5 empty] | 0.71 | 1.0954 | 0.28525 | 12.4573 | 0.001937 | 0.1045% | 0.498% | 5.2064e-06 |  |  |  | 0.71 | 1.0954 | 0.28525 | 12.4573 | 0.0021017 | 0.2267% | 0.498% | 1.1291e-05 |  |  | 0.71 | 1.0954 | 0.28525 | 12.4573 | 0.0021566 | 0.3488% | 0.498% | 1.7369e-05 |  |  | 0.71
[5 empty] | 0.715 | 1.113 | 0.28292 | 12.9726 | 0.0020171 | 0.1089% | 0.4979% | 5.4209e-06 |  |  |  | 0.715 | 1.113 | 0.28292 | 12.9726 | 0.0021886 | 0.2361% | 0.4979% | 1.1756e-05 |  |  | 0.715 | 1.113 | 0.28292 | 12.9726 | 0.0022458 | 0.3632% | 0.4979% | 1.8083e-05 |  |  | 0.715
[5 empty] | 0.72 | 1.1308 | 0.28052 | 13.5137 | 0.0021013 | 0.1134% | 0.4979% | 5.6461e-06 |  |  |  | 0.72 | 1.1308 | 0.28052 | 13.5137 | 0.0022799 | 0.2459% | 0.4979% | 1.2244e-05 |  |  | 0.72 | 1.1308 | 0.28052 | 13.5137 | 0.0023395 | 0.3783% | 0.4979% | 1.8834e-05 |  |  | 0.72
[5 empty] | 0.725 | 1.1487 | 0.27806 | 14.0824 | 0.0021897 | 0.1182% | 0.4978% | 5.8826e-06 |  |  |  | 0.725 | 1.1487 | 0.27806 | 14.0824 | 0.0023758 | 0.2563% | 0.4978% | 1.2756e-05 |  |  | 0.725 | 1.1487 | 0.27806 | 14.0824 | 0.002438 | 0.3942% | 0.4978% | 1.9622e-05 |  |  | 0.725
[5 empty] | 0.73 | 1.1667 | 0.27554 | 14.6804 | 0.0022827 | 0.1232% | 0.4977% | 6.1314e-06 |  |  |  | 0.73 | 1.1667 | 0.27554 | 14.6804 | 0.0024767 | 0.2671% | 0.4977% | 1.3295e-05 |  |  | 0.73 | 1.1667 | 0.27554 | 14.6804 | 0.0025415 | 0.4109% | 0.4977% | 2.045e-05 |  |  | 0.73
[5 empty] | 0.735 | 1.185 | 0.27295 | 15.3099 | 0.0023806 | 0.1285% | 0.4976% | 6.3931e-06 |  |  |  | 0.735 | 1.185 | 0.27295 | 15.3099 | 0.0025829 | 0.2786% | 0.4976% | 1.3862e-05 |  |  | 0.735 | 1.185 | 0.27295 | 15.3099 | 0.0026505 | 0.4285% | 0.4976% | 2.1322e-05 |  |  | 0.735
[5 empty] | 0.74 | 1.2034 | 0.2703 | 15.9727 | 0.0024836 | 0.134% | 0.4976% | 6.6686e-06 |  |  |  | 0.74 | 1.2034 | 0.2703 | 15.9727 | 0.0026947 | 0.2906% | 0.4976% | 1.4459e-05 |  |  | 0.74 | 1.2034 | 0.2703 | 15.9727 | 0.0027652 | 0.447% | 0.4976% | 2.2239e-05 |  |  | 0.74
[5 empty] | 0.745 | 1.222 | 0.26759 | 16.6713 | 0.0025923 | 0.1399% | 0.4975% | 6.9589e-06 |  |  |  | 0.745 | 1.222 | 0.26759 | 16.6713 | 0.0028126 | 0.3033% | 0.4975% | 1.5088e-05 |  |  | 0.745 | 1.222 | 0.26759 | 16.6713 | 0.0028862 | 0.4665% | 0.4975% | 2.3206e-05 |  |  | 0.745
[5 empty] | 0.75 | 1.2408 | 0.26481 | 17.4081 | 0.0027068 | 0.1461% | 0.4974% | 7.265e-06 |  |  |  | 0.75 | 1.2408 | 0.26481 | 17.4081 | 0.0029369 | 0.3167% | 0.4974% | 1.5751e-05 |  |  | 0.75 | 1.2408 | 0.26481 | 17.4081 | 0.0030137 | 0.487% | 0.4974% | 2.4224e-05 |  |  | 0.75
[5 empty] | 0.755 | 1.2597 | 0.26197 | 18.1859 | 0.0028278 | 0.1526% | 0.4973% | 7.5879e-06 |  |  |  | 0.755 | 1.2597 | 0.26197 | 18.1859 | 0.0030681 | 0.3308% | 0.4973% | 1.6451e-05 |  |  | 0.755 | 1.2597 | 0.26197 | 18.1859 | 0.0031484 | 0.5087% | 0.4973% | 2.5299e-05 |  |  | 0.755
[5 empty] | 0.76 | 1.2789 | 0.25906 | 19.0076 | 0.0029555 | 0.1595% | 0.4972% | 7.929e-06 |  |  |  | 0.76 | 1.2789 | 0.25906 | 19.0076 | 0.0032067 | 0.3457% | 0.4972% | 1.719e-05 |  |  | 0.76 | 1.2789 | 0.25906 | 19.0076 | 0.0032906 | 0.5317% | 0.4972% | 2.6434e-05 |  |  | 0.76
[5 empty] | 0.765 | 1.2983 | 0.25608 | 19.8764 | 0.0030907 | 0.1668% | 0.4971% | 8.2895e-06 |  |  |  | 0.765 | 1.2983 | 0.25608 | 19.8764 | 0.0033533 | 0.3615% | 0.4971% | 1.7971e-05 |  |  | 0.765 | 1.2983 | 0.25608 | 19.8764 | 0.0034411 | 0.5559% | 0.4971% | 2.7634e-05 |  |  | 0.765
[5 empty] | 0.77 | 1.318 | 0.25304 | 20.796 | 0.0032336 | 0.1745% | 0.497% | 8.671e-06 |  |  |  | 0.77 | 1.318 | 0.25304 | 20.796 | 0.0035085 | 0.3782% | 0.497% | 1.8797e-05 |  |  | 0.77 | 1.318 | 0.25304 | 20.796 | 0.0036003 | 0.5815% | 0.497% | 2.8903e-05 |  |  | 0.77
[5 empty] | 0.775 | 1.3379 | 0.24993 | 21.7702 | 0.0033851 | 0.1826% | 0.4969% | 9.0749e-06 |  |  |  | 0.775 | 1.3379 | 0.24993 | 21.7702 | 0.0036728 | 0.3959% | 0.4969% | 1.9671e-05 |  |  | 0.775 | 1.3379 | 0.24993 | 21.7702 | 0.0037689 | 0.6087% | 0.4969% | 3.0246e-05 |  |  | 0.775
[5 empty] | 0.78 | 1.358 | 0.24674 | 22.8032 | 0.0035457 | 0.1913% | 0.4968% | 9.503e-06 |  |  |  | 0.78 | 1.358 | 0.24674 | 22.8032 | 0.0038471 | 0.4146% | 0.4968% | 2.0598e-05 |  |  | 0.78 | 1.358 | 0.24674 | 22.8032 | 0.0039477 | 0.6375% | 0.4968% | 3.167e-05 |  |  | 0.78
[5 empty] | 0.785 | 1.3784 | 0.24349 | 23.8998 | 0.0037163 | 0.2005% | 0.4967% | 9.9572e-06 |  |  |  | 0.785 | 1.3784 | 0.24349 | 23.8998 | 0.0040321 | 0.4345% | 0.4967% | 2.1582e-05 |  |  | 0.785 | 1.3784 | 0.24349 | 23.8998 | 0.0041376 | 0.668% | 0.4967% | 3.318e-05 |  |  | 0.785
[5 empty] | 0.79 | 1.3991 | 0.24017 | 25.0651 | 0.0038975 | 0.2102% | 0.4966% | 1.044e-05 |  |  |  | 0.79 | 1.3991 | 0.24017 | 25.0651 | 0.0042287 | 0.4557% | 0.4966% | 2.2626e-05 |  |  | 0.79 | 1.3991 | 0.24017 | 25.0651 | 0.0043393 | 0.7005% | 0.4966% | 3.4784e-05 |  |  | 0.79
[5 empty] | 0.795 | 1.42 | 0.23677 | 26.3049 | 0.0040902 | 0.2206% | 0.4964% | 1.0953e-05 |  |  |  | 0.795 | 1.42 | 0.23677 | 26.3049 | 0.0044378 | 0.4781% | 0.4964% | 2.3737e-05 |  |  | 0.795 | 1.42 | 0.23677 | 26.3049 | 0.004554 | 0.735% | 0.4964% | 3.6489e-05 |  |  | 0.795
[5 empty] | 0.8 | 1.4413 | 0.2333 | 27.6254 | 0.0042956 | 0.2317% | 0.4963% | 1.1499e-05 |  |  |  | 0.8 | 1.4413 | 0.2333 | 27.6254 | 0.0046606 | 0.5021% | 0.4963% | 2.4919e-05 |  |  | 0.8 | 1.4413 | 0.2333 | 27.6254 | 0.0047826 | 0.7718% | 0.4963% | 3.8304e-05 |  |  | 0.8
[5 empty] | 0.805 | 1.4629 | 0.22976 | 29.0338 | 0.0045146 | 0.2435% | 0.4962% | 1.2081e-05 |  |  |  | 0.805 | 1.4629 | 0.22976 | 29.0338 | 0.0048982 | 0.5276% | 0.4962% | 2.6179e-05 |  |  | 0.805 | 1.4629 | 0.22976 | 29.0338 | 0.0050264 | 0.811% | 0.4962% | 4.0238e-05 |  |  | 0.805
[5 empty] | 0.81 | 1.4848 | 0.22614 | 30.5379 | 0.0047484 | 0.2561% | 0.496% | 1.2703e-05 |  |  |  | 0.81 | 1.4848 | 0.22614 | 30.5379 | 0.005152 | 0.5549% | 0.496% | 2.7523e-05 |  |  | 0.81 | 1.4848 | 0.22614 | 30.5379 | 0.0052868 | 0.8528% | 0.496% | 4.2301e-05 |  |  | 0.81
[5 empty] | 0.815 | 1.5071 | 0.22244 | 32.1464 | 0.0049985 | 0.2696% | 0.4959% | 1.3367e-05 |  |  |  | 0.815 | 1.5071 | 0.22244 | 32.1464 | 0.0054234 | 0.584% | 0.4959% | 2.896e-05 |  |  | 0.815 | 1.5071 | 0.22244 | 32.1464 | 0.0055653 | 0.8975% | 0.4959% | 4.4506e-05 |  |  | 0.815
[5 empty] | 0.82 | 1.5298 | 0.21867 | 33.869 | 0.0052664 | 0.284% | 0.4957% | 1.4077e-05 |  |  |  | 0.82 | 1.5298 | 0.21867 | 33.869 | 0.005714 | 0.6152% | 0.4957% | 3.0497e-05 |  |  | 0.82 | 1.5298 | 0.21867 | 33.869 | 0.0058635 | 0.9454% | 0.4957% | 4.6865e-05 |  |  | 0.82
[5 empty] | 0.825 | 1.5529 | 0.21481 | 35.7167 | 0.0055537 | 0.2995% | 0.4956% | 1.4839e-05 |  |  |  | 0.825 | 1.5529 | 0.21481 | 35.7167 | 0.0060257 | 0.6487% | 0.4956% | 3.2145e-05 |  |  | 0.825 | 1.5529 | 0.21481 | 35.7167 | 0.0061833 | 0.9967% | 0.4956% | 4.9392e-05 |  |  | 0.825
[5 empty] | 0.83 | 1.5764 | 0.21088 | 37.7018 | 0.0058624 | 0.3161% | 0.4954% | 1.5657e-05 |  |  |  | 0.83 | 1.5764 | 0.21088 | 37.7018 | 0.0063606 | 0.6846% | 0.4954% | 3.3913e-05 |  |  | 0.83 | 1.5764 | 0.21088 | 37.7018 | 0.006527 | 1.052% | 0.4954% | 5.2104e-05 |  |  | 0.83
[5 empty] | 0.835 | 1.6003 | 0.20686 | 39.8383 | 0.0061946 | 0.3339% | 0.4952% | 1.6537e-05 |  |  |  | 0.835 | 1.6003 | 0.20686 | 39.8383 | 0.006721 | 0.7232% | 0.4952% | 3.5814e-05 |  |  | 0.835 | 1.6003 | 0.20686 | 39.8383 | 0.0068969 | 1.111% | 0.4952% | 5.502e-05 |  |  | 0.835
[5 empty] | 0.84 | 1.6247 | 0.20276 | 42.1418 | 0.0065528 | 0.3532% | 0.495% | 1.7484e-05 |  |  |  | 0.84 | 1.6247 | 0.20276 | 42.1418 | 0.0071097 | 0.7649% | 0.495% | 3.7862e-05 |  |  | 0.84 | 1.6247 | 0.20276 | 42.1418 | 0.0072957 | 1.175% | 0.495% | 5.8159e-05 |  |  | 0.84
[5 empty] | 0.845 | 1.6496 | 0.19857 | 44.6303 | 0.0069397 | 0.374% | 0.4948% | 1.8507e-05 |  |  |  | 0.845 | 1.6496 | 0.19857 | 44.6303 | 0.0075295 | 0.8099% | 0.4948% | 4.0072e-05 |  |  | 0.845 | 1.6496 | 0.19857 | 44.6303 | 0.0077265 | 1.244% | 0.4948% | 6.1546e-05 |  |  | 0.845
[5 empty] | 0.85 | 1.6751 | 0.1943 | 47.3243 | 0.0073586 | 0.3966% | 0.4946% | 1.9613e-05 |  |  |  | 0.85 | 1.6751 | 0.1943 | 47.3243 | 0.007984 | 0.8586% | 0.4946% | 4.2461e-05 |  |  | 0.85 | 1.6751 | 0.1943 | 47.3243 | 0.0081929 | 1.318% | 0.4946% | 6.5207e-05 |  |  | 0.85
[5 empty] | 0.855 | 1.7011 | 0.18994 | 50.247 | 0.0078131 | 0.421% | 0.4943% | 2.0812e-05 |  |  |  | 0.855 | 1.7011 | 0.18994 | 50.247 | 0.0084771 | 0.9113% | 0.4943% | 4.505e-05 |  |  | 0.855 | 1.7011 | 0.18994 | 50.247 | 0.0086989 | 1.399% | 0.4943% | 6.9172e-05 |  |  | 0.855
[5 empty] | 0.86 | 1.7277 | 0.18548 | 53.4253 | 0.0083073 | 0.4476% | 0.4941% | 2.2114e-05 |  |  |  | 0.86 | 1.7277 | 0.18548 | 53.4253 | 0.0090133 | 0.9687% | 0.4941% | 4.7861e-05 |  |  | 0.86 | 1.7277 | 0.18548 | 53.4253 | 0.0092491 | 1.487% | 0.4941% | 7.3477e-05 |  |  | 0.86
[5 empty] | 0.865 | 1.755 | 0.18093 | 56.8904 | 0.0088461 | 0.4765% | 0.4938% | 2.3532e-05 |  |  |  | 0.865 | 1.755 | 0.18093 | 56.8904 | 0.0095979 | 1.031% | 0.4938% | 5.0921e-05 |  |  | 0.865 | 1.755 | 0.18093 | 56.8904 | 0.009849 | 1.583% | 0.4938% | 7.8162e-05 |  |  | 0.865
[5 empty] | 0.87 | 1.783 | 0.17629 | 60.6783 | 0.0094351 | 0.5082% | 0.4935% | 2.508e-05 |  |  |  | 0.87 | 1.783 | 0.17629 | 60.6783 | 0.010237 | 1.099% | 0.4935% | 5.4261e-05 |  |  | 0.87 | 1.783 | 0.17629 | 60.6783 | 0.010505 | 1.687% | 0.4935% | 8.3273e-05 |  |  | 0.87
[5 empty] | 0.875 | 1.8118 | 0.17154 | 64.831 | 0.010081 | 0.5429% | 0.4932% | 2.6774e-05 |  |  |  | 0.875 | 1.8118 | 0.17154 | 64.831 | 0.010938 | 1.174% | 0.4932% | 5.7915e-05 |  |  | 0.875 | 1.8118 | 0.17154 | 64.831 | 0.011224 | 1.802% | 0.4932% | 8.8863e-05 |  |  | 0.875
[5 empty] | 0.88 | 1.8413 | 0.1667 | 69.3982 | 0.010791 | 0.581% | 0.4928% | 2.8635e-05 |  |  |  | 0.88 | 1.8413 | 0.1667 | 69.3982 | 0.011708 | 1.257% | 0.4928% | 6.1927e-05 |  |  | 0.88 | 1.8413 | 0.1667 | 69.3982 | 0.012014 | 1.928% | 0.4928% | 9.4997e-05 |  |  | 0.88
[5 empty] | 0.885 | 1.8718 | 0.16175 | 74.4379 | 0.011575 | 0.6231% | 0.4925% | 3.0685e-05 |  |  |  | 0.885 | 1.8718 | 0.16175 | 74.4379 | 0.012558 | 1.347% | 0.4925% | 6.6344e-05 |  |  | 0.885 | 1.8718 | 0.16175 | 74.4379 | 0.012887 | 2.066% | 0.4925% | 0.00010175 |  |  | 0.885
[5 empty] | 0.89 | 1.9032 | 0.1567 | 80.0198 | 0.012443 | 0.6696% | 0.4921% | 3.2952e-05 |  |  |  | 0.89 | 1.9032 | 0.1567 | 80.0198 | 0.0135 | 1.447% | 0.4921% | 7.1224e-05 |  |  | 0.89 | 1.9032 | 0.1567 | 80.0198 | 0.013853 | 2.219% | 0.4921% | 0.0001092 |  |  | 0.89
[5 empty] | 0.895 | 1.9356 | 0.15153 | 86.2268 | 0.013408 | 0.7214% | 0.4916% | 3.5467e-05 |  |  |  | 0.895 | 1.9356 | 0.15153 | 86.2268 | 0.014547 | 1.559% | 0.4916% | 7.6637e-05 |  |  | 0.895 | 1.9356 | 0.15153 | 86.2268 | 0.014928 | 2.389% | 0.4916% | 0.00011747 |  |  | 0.895
[5 empty] | 0.9 | 1.9692 | 0.14625 | 93.1592 | 0.014486 | 0.7792% | 0.4912% | 3.8269e-05 |  |  |  | 0.9 | 1.9692 | 0.14625 | 93.1592 | 0.015717 | 1.683% | 0.4912% | 8.2665e-05 |  |  | 0.9 | 1.9692 | 0.14625 | 93.1592 | 0.016128 | 2.579% | 0.4912% | 0.00012666 |  |  | 0.9
[5 empty] | 0.905 | 2.0041 | 0.14085 | 100.9389 | 0.015695 | 0.844% | 0.4906% | 4.1407e-05 |  |  |  | 0.905 | 2.0041 | 0.14085 | 100.9389 | 0.017029 | 1.822% | 0.4906% | 8.9408e-05 |  |  | 0.905 | 2.0041 | 0.14085 | 100.9389 | 0.017475 | 2.791% | 0.4906% | 0.00013694 |  |  | 0.905
[5 empty] | 0.91 | 2.0403 | 0.13533 | 109.716 | 0.01706 | 0.917% | 0.49% | 4.4936e-05 |  |  |  | 0.91 | 2.0403 | 0.13533 | 109.716 | 0.01851 | 1.979% | 0.49% | 9.6988e-05 |  |  | 0.91 | 2.0403 | 0.13533 | 109.716 | 0.018994 | 3.03% | 0.49% | 0.00014849 |  |  | 0.91
[5 empty] | 0.915 | 2.078 | 0.12967 | 119.6763 | 0.018609 | 0.9998% | 0.4894% | 4.893e-05 |  |  |  | 0.915 | 2.078 | 0.12967 | 119.6763 | 0.02019 | 2.157% | 0.4894% | 0.00010556 |  |  | 0.915 | 2.078 | 0.12967 | 119.6763 | 0.020719 | 3.301% | 0.4894% | 0.00016153 |  |  | 0.915
[5 empty] | 0.92 | 2.1174 | 0.12389 | 131.0538 | 0.020378 | 1.094% | 0.4886% | 5.3475e-05 |  |  |  | 0.92 | 2.1174 | 0.12389 | 131.0538 | 0.02211 | 2.36% | 0.4886% | 0.0001153 |  |  | 0.92 | 2.1174 | 0.12389 | 131.0538 | 0.022688 | 3.609% | 0.4886% | 0.00017634 |  |  | 0.92
[5 empty] | 0.925 | 2.1588 | 0.11796 | 144.1456 | 0.022414 | 1.203% | 0.4878% | 5.8684e-05 |  |  |  | 0.925 | 2.1588 | 0.11796 | 144.1456 | 0.024319 | 2.592% | 0.4878% | 0.00012645 |  |  | 0.925 | 2.1588 | 0.11796 | 144.1456 | 0.024955 | 3.962% | 0.4878% | 0.00019327 |  |  | 0.925
[5 empty] | 0.93 | 2.2023 | 0.11189 | 159.3357 | 0.024776 | 1.329% | 0.4868% | 6.4701e-05 |  |  |  | 0.93 | 2.2023 | 0.11189 | 159.3357 | 0.026881 | 2.861% | 0.4868% | 0.00013931 |  |  | 0.93 | 2.2023 | 0.11189 | 159.3357 | 0.027585 | 4.37% | 0.4868% | 0.00021277 |  |  | 0.93
[5 empty] | 0.935 | 2.2483 | 0.10566 | 177.1275 | 0.027542 | 1.476% | 0.4858% | 7.1711e-05 |  |  |  | 0.935 | 2.2483 | 0.10566 | 177.1275 | 0.029883 | 3.176% | 0.4858% | 0.00015427 |  |  | 0.935 | 2.2483 | 0.10566 | 177.1275 | 0.030665 | 4.846% | 0.4858% | 0.00023541 |  |  | 0.935
[5 empty] | 0.94 | 2.2971 | 0.099269 | 198.1947 | 0.030818 | 1.65% | 0.4845% | 7.9961e-05 |  |  |  | 0.94 | 2.2971 | 0.099269 | 198.1947 | 0.033437 | 3.547% | 0.4845% | 0.00017184 |  |  | 0.94 | 2.2971 | 0.099269 | 198.1947 | 0.034312 | 5.407% | 0.4845% | 0.00026196 |  |  | 0.94
[5 empty] | 0.945 | 2.3492 | 0.092701 | 223.4578 | 0.034746 | 1.859% | 0.483% | 8.9781e-05 |  |  |  | 0.945 | 2.3492 | 0.092701 | 223.4578 | 0.037699 | 3.99% | 0.483% | 0.00019271 |  |  | 0.945 | 2.3492 | 0.092701 | 223.4578 | 0.038686 | 6.075% | 0.483% | 0.00029341 |  |  | 0.945
[5 empty] | 0.95 | 2.4052 | 0.085946 | 254.2074 | 0.039528 | 2.112% | 0.4812% | 0.00010163 |  |  |  | 0.95 | 2.4052 | 0.085946 | 254.2074 | 0.042887 | 4.526% | 0.4812% | 0.00021781 |  |  | 0.95 | 2.4052 | 0.085946 | 254.2074 | 0.044009 | 6.881% | 0.4812% | 0.00033115 |  |  | 0.95
[5 empty] | 0.955 | 2.4658 | 0.078989 | 292.3082 | 0.045452 | 2.425% | 0.4791% | 0.00011616 |  |  |  | 0.955 | 2.4658 | 0.078989 | 292.3082 | 0.049315 | 5.187% | 0.4791% | 0.00024849 |  |  | 0.955 | 2.4658 | 0.078989 | 292.3082 | 0.050605 | 7.871% | 0.4791% | 0.00037709 |  |  | 0.955
[5 empty] | 0.96 | 2.5322 | 0.071811 | 340.5548 | 0.052954 | 2.819% | 0.4764% | 0.00013431 |  |  |  | 0.96 | 2.5322 | 0.071811 | 340.5548 | 0.057454 | 6.016% | 0.4764% | 0.00028665 |  |  | 0.96 | 2.5322 | 0.071811 | 340.5548 | 0.058958 | 9.109% | 0.4764% | 0.000434 |  |  | 0.96
[5 empty] | 0.965 | 2.6057 | 0.064392 | 403.3263 | 0.062715 | 3.33% | 0.4731% | 0.00015753 |  |  |  | 0.965 | 2.6057 | 0.064392 | 403.3263 | 0.068044 | 7.085% | 0.4731% | 0.00033519 |  |  | 0.965 | 2.6057 | 0.064392 | 403.3263 | 0.069825 | 10.7% | 0.4731% | 0.00050598 |  |  | 0.965
[5 empty] | 0.97 | 2.6883 | 0.056702 | 487.8835 | 0.075863 | 4.014% | 0.4687% | 0.00018812 |  |  |  | 0.97 | 2.6883 | 0.056702 | 487.8835 | 0.08231 | 8.506% | 0.4687% | 0.00039866 |  |  | 0.97 | 2.6883 | 0.056702 | 487.8835 | 0.084463 | 12.79% | 0.4687% | 0.00059938 |  |  | 0.97
[5 empty] | 0.975 | 2.7833 | 0.048704 | 607.1843 | 0.094413 | 4.971% | 0.4627% | 0.00022999 |  |  |  | 0.975 | 2.7833 | 0.048704 | 607.1843 | 0.10244 | 10.47% | 0.4627% | 0.00048461 |  |  | 0.975 | 2.7833 | 0.048704 | 607.1843 | 0.10512 | 15.66% | 0.4627% | 0.00072451 |  |  | 0.975
[5 empty] | 0.98 | 2.8959 | 0.040348 | 786.7966 | 0.12234 | 6.393% | 0.4541% | 0.0002903 |  |  |  | 0.98 | 2.8959 | 0.040348 | 786.7966 | 0.13274 | 13.36% | 0.4541% | 0.00060646 |  |  | 0.98 | 2.8959 | 0.040348 | 786.7966 | 0.13621 | 19.8% | 0.4541% | 0.00089916 |  |  | 0.98
[5 empty] | 0.985 | 3.0355 | 0.031559 | 1085.1061 | 0.16873 | 8.708% | 0.4406% | 0.00038369 |  |  |  | 0.985 | 3.0355 | 0.031559 | 1085.1061 | 0.18307 | 17.94% | 0.4406% | 0.00079039 |  |  | 0.985 | 3.0355 | 0.031559 | 1085.1061 | 0.18786 | 26.24% | 0.4406% | 0.001156 |  |  | 0.985
[5 empty] | 0.99 | 3.223 | 0.02221 | 1671.0183 | 0.25983 | 13.09% | 0.4165% | 0.00054519 |  |  |  | 0.99 | 3.223 | 0.02221 | 1671.0183 | 0.28191 | 26.25% | 0.4165% | 0.0010931 |  |  | 0.99 | 3.223 | 0.02221 | 1671.0183 | 0.28929 | 37.42% | 0.4165% | 0.0015582 |  |  | 0.99
[5 empty] | 0.995 | 3.5224 | 0.01205 | 3329.346 | 0.51769 | 24.39% | 0.3607% | 0.00087978 |  |  |  | 0.995 | 3.5224 | 0.01205 | 3329.346 | 0.56169 | 45.48% | 0.3607% | 0.0016407 |  |  | 0.995 | 3.5224 | 0.01205 | 3329.346 | 0.57638 | 60.69% | 0.3607% | 0.0021894 |  |  | 0.995

## 1. AIRC TEC
Airborne Infection Risk Calculator v3 Beta |  |  |  | AIRC |  | Mikszewski, Buonanno, Stabile, Pacitto, Morawska contact: alexander.mikszewski@hdr.qut.edu.au
Transitional Exposure Conditions
1. MODEL INPUT PARAMETERS |  |  |  |  | 4. INFECTIOUS OCCUPANTS AT TIME ZERO | [5 empty] | 6. MODEL RESULTS
Room Area | A | 66 | m2 |  |  |  | Infectious Occupants | 1 | persons |  | Susceptible Occupant A
Ceiling Height | h | 3 | m |  |  |  | Time of Exit | 120 | minutes |  |  | Modeled Exposure Time (minutes) | = | 45 | Yes
Room Volume | V | 198 | m3 |  | Resting, Oral Breathing |  |  |  |  | Select |  | Probability of Infection (PI %) | = | 0.9531% | No
Air Exchange Rate | AER | 6.5 | hr-1 | [8 empty] | Exposure Time for 0.1% PI (minutes) | = | 3
Particle Deposition Rate | k | 0.24 | hr-1 |  | 5. INFECTIOUS OCCUPANT A | [6 empty] | Exposure Time for 1.0% PI (minutes) | = | >45
Viral Inactivation Rate | λ | 0.63 | hr-1 |  |  |  | Include in Model? | Yes |  | Select |  | Max. Room Occupancy for Revent < 1 | = | 104
Total Viral Removal Rate | IVRR | 7.37 | hr-1 |  |  |  | Time of Entry | 120 | minutes
Initial Quanta Concentration | n0 | 0 | quanta/m3 |  |  |  | Time of Exit | 330 | minutes |  | Continuous Occupant
Total Time of Occupancy | t | 330 | minutes |  | Resting, Oral Breathing |  |  |  |  | Select |  | Modeled Exposure Time (minutes) | = | 330
[12 empty] | Probability of Infection (PI %) | = | 6.49%
2. SUSCEPTIBLE OCCUPANT ACTIVITY LEVELS |  |  |  |  | 6. SUSCEPTIBLE OCCUPANT A | [6 empty] | Exposure Time for 0.1% PI (minutes) | = | 10
Susceptible Occupant A | Resting |  |  | Select |  |  | Time of Entry | 150 | minutes |  |  | Exposure Time for 1.0% PI (minutes) | = | 55
Continuous Occupant | Resting |  |  | Select |  |  | Time of Exit | 195 | minutes |  |  | Max. Room Occupancy for Revent < 1 | = | 15
3. MODELED PATHOGEN |  | MeV |  | Select
Notes:
1) Please see User's Manual for a detailed explanation of input parameters and guidance for their selection.
2) Emission rate parameters from: https://www.medrxiv.org/content/10.1101/2021.01.26.21250580v1. All distributions presented on the 'ERq' tab.
3) The 75th percentile value of each ERq distribution is used to calculate the probability of infection (P[I]). This value is adjustable on the '2. TEC ERq IR' tab.
4) The user may enter two (2) custom ERq values for use in the model on the '2. TEC ERq IR' tab.
5) The maximum occupancy for Revent < 1 is calculated as 1/PI.
6) Probability of infection estimates are presented as a percentage, the number of decimal places is adjustable by the user.
7) Pathogen acronyms: CoV-2 (SARS-CoV-2), CoV-2 (V) (SARS-CoV-2 Variant), Flu (Seasonal Influenza), HRV (Human Rhinovirus), MeV (Measles Virus)
TB (Active, Untreated Tuberculosis); TB OT (Tuberculosis on Treatment).
8) A SARS-CoV-2 variant can be modeled with an ERq multiplier adjustable on the '2. SEC Calculations Tab.' The default value is 2.0.

## 2. TEC ERq IR
Quanta Emission Rate (ERq) and Inhalation Rate (IR) Selection Summary for Transitional Exposure Conditions Model
|  |  | Inhalation Rate |  | Selection Summary & Model Values |  |  | Default (75th) | 0
| ERq Percentile Selection |  | Activity | IR (m3/hr) | 1 | Time Zero Infectious Occupants | Infectious Occupant A | Custom
| ERq Percentile Selection: | Default (75th) | Resting | 0.49 | Selected Emission | MeV: Resting, Oral Breathing | MeV: Resting, Oral Breathing
| Enter Percentile as Decimal: | 0.5 | Standing | 0.54 | Model ERq | 37.2002 | 37.2002
|  |  | Light Exercise | 1.38
| Custom ERq Value Entry (Quanta per Hour) |  | Heavy Exercise | 3.3 |  | Susceptible Occupant A | Continuous Occupant
| Custom ERq #1 | 700 | Custom IR #1 | 0.6 | Selected Activity | Resting | Resting
| Custom ERq #2 | 0.15 | Custom IR #2 | 1.1 | IR (m3/hr) | 0.49 | 0.49
Notes:
1) This sheet presents the quanta emission and inhalation rate values used in the model based on the
activity level selections made on the Input and Results tab.
2) The 75th percentile value for the selected activity is the default value for all calculations, but the user may enter a custom percentile.
3) If you would like to input your own value for ERq or IR, enter your values in the Custom ERq or IR fields,
and select Custom ERq or Custom IR from the drop-down lists on the AIRC TEC tab.

## 3. TEC Graph 2 hr
Transitional Exposure Conditions Results: Quanta Concentration, Probability of Infection, and Maximum Room Occupancy for Revent < 1
| Time (min) | 10 | 20 | 30 | 40 | 50 | 60 | 70 | 80 | 90 | 100 | 110 | 120
| Quanta Concentration | 0.018029 | 0.023307 | 0.024853 | 0.025305 | 0.025438 | 0.025476 | 0.025488 | 0.025491 | 0.025492 | 0.025492 | 0.025492 | 0.025493
Quanta Concentration
Continuous Occupant Probability of Infection
Maximum Occupancy
Occupant A Probability of Infection
Quanta/m3
Occupant A PI
Continuous PI
Max. Occupancy

## 4. TEC Graph 8 hr
Transitional Exposure Conditions Results: Quanta Concentration, Probability of Infection, and Maximum Room Occupancy for Revent < 1
| Time (min) | 30 | 60 | 90 | 120 | 160 | 200 | 240 | 280 | 320 | 360 | 400 | 440 | 480
| Quanta Concentration | 0.024853 | 0.025476 | 0.025492 | 0.025493 | 0.025493 | 0.025493 | 0.025493 | 0.025493 | 0.025493 | 0.00063979 | 4.7011e-06 | 3.4544e-08 | 2.5383e-10
Quanta Concentration
Continuous Occupant Probability of Infection
Maximum Occupancy
Occupant A Probability of Infection
Quanta/m3
Occupant A PI
Continuous PI
Max. Occupancy

## 5. TEC ERq Analysis
Quanta Emission Rate (ERq) Sensitivity Analysis for Transitional Exposure Conditions Model
|  |  | MeV | CoV-2 | Flu | HRV | Custom
|  | Time Zero Infectious Occupants ERq (Quanta/hr) | 37.2002 | 3.5461 | 0.12901 | 0.76216 | 0.1 | CoV-2: Resting, Oral Breathing | 3.5461
|  | Infectious Occupant A ERq (Quanta/hr) | 37.2002 | 3.5461 | 0.12901 | 0.76216 | 5 | CoV-2: Resting, Oral Breathing | 3.5461
| Susceptible Occupant A |  |  |  |  | Modeled Exposure Time (minutes) = | 45 | Flu: Resting, Oral Breathing | 0.12901
|  |  | MeV | CoV-2 | Flu | HRV | Custom | Flu: Resting, Oral Breathing | 0.12901
|  | Probability of Infection (PI %) | 0.9531% | 0.09125% | 0.003321% | 0.01962% | 0.128%
|  | Exposure Time for 0.1% PI (minutes) | 3 | >45 | >45 | >45 | 34 | HRV: Resting, Oral Breathing | 0.76216
|  | Exposure Time for 1.0% PI (minutes) | >45 | >45 | >45 | >45 | >45 | HRV: Resting, Oral Breathing | 0.76216
| Continuous Occupant |  |  |  |  | Modeled Exposure Time (minutes) = | 330
|  |  | MeV | CoV-2 | Flu | HRV | Custom
|  | Probability of Infection (PI %) | 6.49% | 0.6377% | 0.02327% | 0.1374% | 0.5713%
|  | Exposure Time for 0.1% PI (minutes) | 10 | 58 | >330 | 242 | 160
|  | Exposure Time for 1.0% PI (minutes) | 55 | >330 | >330 | >330 | >330
Notes:
1) To compare results, the same TEC simulation can be performed with three different selectable pathogens from the top row, or custom values.
2) The same activity/activity level and percentile values (75th as default) apply to all calculations.

## 6. ERq Graph 2 hr
Transitional Exposure Conditions ERq Sensitivity Analysis for Continuous Occupant

## 7. ERq Graph 8 hr
Transitional Exposure Conditions ERq Sensitivity Analysis for Continuous Occupant

## 8. Calculations 75
| Enter (hr) | Exit (hr) | ERq (quanta/hr) | [5 empty] | Inf. Occ. t(0)
Susc. Occ. A | 2.5 | 3.25 | -- | [5 empty] | 1
Inf. Occ. t(0) | 0 | 2 | 37.2002 | [5 empty] | 2
Inf. Occ. A | 2 | 5.5 | 37.2002 | [5 empty] | 3
[5 empty] | Include? | [7 empty] | PP for ERq | [5 empty] | PP for ERq
| I = | 1 |  |  | Yes | [6 empty] | probability | 1 |  |  |  |  | probability | 1
|  | Inf. Occ. t(0) | Inf. Occ. t(0) | Inf. Occ. t(0) | Inf. Occ. #2 | Inf. Occ #2 | Inf. Occ #2 | no | Total | Continuous Occupancy | [5 empty] | Susceptible Occupant A
time (min) | time (hr) | quanta/hr | quanta/m3 occ | quanta/m3 | quanta/hr | quanta/m3 occ | quanta/m3 | quanta/m3 | quanta/m3 | n(t)dt | Dq | PI | R | Occupancy | time (min) | n(t)dt | Dq | PI | R | time (min) | Occupancy
0.1 | 0.0016667 | 37.2002 | 0.00031122 | 0.00031122 | 0 | 0 | 0 | 0 | 0.00031122 | [10 empty] | 0.1
1 | 0.016667 | 37.2002 | 0.0029467 | 0.0029467 | 0 | 0 | 0 | 0 | 0.0029467 | 4.42e-05 | 2.1658e-05 | 2.1658e-05 | 2.1658e-05 | 46173 | 1 | 0 | 0 | 0 | 1e-20 | 1 | 99999
2 | 0.033333 | 37.2002 | 0.0055527 | 0.0055527 | 0 | 0 | 0 | 0 | 0.0055527 | 9.2545e-05 | 6.7005e-05 | 6.7003e-05 | 6.7003e-05 | 14924 | 2 | 0 | 0 | 0 | 1e-20 | 2 | 99999
3 | 0.05 | 37.2002 | 0.0078575 | 0.0078575 | 0 | 0 | 0 | 0 | 0.0078575 | 0.00013096 | 0.00013117 | 0.00013117 | 0.00013117 | 7623 | 3 | 0 | 0 | 0 | 1e-20 | 3 | 99999
4 | 0.066667 | 37.2002 | 0.0098959 | 0.0098959 | 0 | 0 | 0 | 0 | 0.0098959 | 0.00016493 | 0.00021199 | 0.00021197 | 0.00021197 | 4717 | 4 | 0 | 0 | 0 | 1e-20 | 4 | 99999
5 | 0.083333 | 37.2002 | 0.011699 | 0.011699 | 0 | 0 | 0 | 0 | 0.011699 | 0.00019498 | 0.00030753 | 0.00030748 | 0.00030748 | 3252 | 5 | 0 | 0 | 0 | 1e-20 | 5 | 99999
6 | 0.1 | 37.2002 | 0.013293 | 0.013293 | 0 | 0 | 0 | 0 | 0.013293 | 0.00022155 | 0.00041609 | 0.00041601 | 0.00041601 | 2403 | 6 | 0 | 0 | 0 | 1e-20 | 6 | 99999
7 | 0.11667 | 37.2002 | 0.014703 | 0.014703 | 0 | 0 | 0 | 0 | 0.014703 | 0.00024505 | 0.00053617 | 0.00053602 | 0.00053602 | 1865 | 7 | 0 | 0 | 0 | 1e-20 | 7 | 99999
8 | 0.13333 | 37.2002 | 0.01595 | 0.01595 | 0 | 0 | 0 | 0 | 0.01595 | 0.00026584 | 0.00066643 | 0.00066621 | 0.00066621 | 1501 | 8 | 0 | 0 | 0 | 1e-20 | 8 | 99999
9 | 0.15 | 37.2002 | 0.017053 | 0.017053 | 0 | 0 | 0 | 0 | 0.017053 | 0.00028422 | 0.0008057 | 0.00080537 | 0.00080537 | 1241 | 9 | 0 | 0 | 0 | 1e-20 | 9 | 99999
10 | 0.16667 | 37.2002 | 0.018029 | 0.018029 | 0 | 0 | 0 | 0 | 0.018029 | 0.00030048 | 0.00095293 | 0.00095248 | 0.00095248 | 1049 | 10 | 0 | 0 | 0 | 1e-20 | 10 | 99999
11 | 0.18333 | 37.2002 | 0.018892 | 0.018892 | 0 | 0 | 0 | 0 | 0.018892 | 0.00031486 | 0.0011072 | 0.0011066 | 0.0011066 | 903 | 11 | 0 | 0 | 0 | 1e-20 | 11 | 99999
12 | 0.2 | 37.2002 | 0.019655 | 0.019655 | 0 | 0 | 0 | 0 | 0.019655 | 0.00032758 | 0.0012677 | 0.0012669 | 0.0012669 | 789 | 12 | 0 | 0 | 0 | 1e-20 | 12 | 99999
13 | 0.21667 | 37.2002 | 0.020329 | 0.020329 | 0 | 0 | 0 | 0 | 0.020329 | 0.00033882 | 0.0014337 | 0.0014327 | 0.0014327 | 697 | 13 | 0 | 0 | 0 | 1e-20 | 13 | 99999
14 | 0.23333 | 37.2002 | 0.020926 | 0.020926 | 0 | 0 | 0 | 0 | 0.020926 | 0.00034877 | 0.0016046 | 0.0016034 | 0.0016034 | 623 | 14 | 0 | 0 | 0 | 1e-20 | 14 | 99999
15 | 0.25 | 37.2002 | 0.021454 | 0.021454 | 0 | 0 | 0 | 0 | 0.021454 | 0.00035757 | 0.0017799 | 0.0017783 | 0.0017783 | 562 | 15 | 0 | 0 | 0 | 1e-20 | 15 | 99999
16 | 0.26667 | 37.2002 | 0.021921 | 0.021921 | 0 | 0 | 0 | 0 | 0.021921 | 0.00036535 | 0.0019589 | 0.001957 | 0.001957 | 510 | 16 | 0 | 0 | 0 | 1e-20 | 16 | 99999
17 | 0.28333 | 37.2002 | 0.022334 | 0.022334 | 0 | 0 | 0 | 0 | 0.022334 | 0.00037223 | 0.0021413 | 0.002139 | 0.002139 | 467 | 17 | 0 | 0 | 0 | 1e-20 | 17 | 99999
18 | 0.3 | 37.2002 | 0.022699 | 0.022699 | 0 | 0 | 0 | 0 | 0.022699 | 0.00037831 | 0.0023266 | 0.0023239 | 0.0023239 | 430 | 18 | 0 | 0 | 0 | 1e-20 | 18 | 99999
19 | 0.31667 | 37.2002 | 0.023022 | 0.023022 | 0 | 0 | 0 | 0 | 0.023022 | 0.00038369 | 0.0025146 | 0.0025115 | 0.0025115 | 398 | 19 | 0 | 0 | 0 | 1e-20 | 19 | 99999
20 | 0.33333 | 37.2002 | 0.023307 | 0.023307 | 0 | 0 | 0 | 0 | 0.023307 | 0.00038845 | 0.002705 | 0.0027013 | 0.0027013 | 370 | 20 | 0 | 0 | 0 | 1e-20 | 20 | 99999
21 | 0.35 | 37.2002 | 0.02356 | 0.02356 | 0 | 0 | 0 | 0 | 0.02356 | 0.00039266 | 0.0028974 | 0.0028932 | 0.0028932 | 345 | 21 | 0 | 0 | 0 | 1e-20 | 21 | 99999
22 | 0.36667 | 37.2002 | 0.023783 | 0.023783 | 0 | 0 | 0 | 0 | 0.023783 | 0.00039639 | 0.0030916 | 0.0030869 | 0.0030869 | 323 | 22 | 0 | 0 | 0 | 1e-20 | 22 | 99999
23 | 0.38333 | 37.2002 | 0.023981 | 0.023981 | 0 | 0 | 0 | 0 | 0.023981 | 0.00039968 | 0.0032875 | 0.0032821 | 0.0032821 | 304 | 23 | 0 | 0 | 0 | 1e-20 | 23 | 99999
24 | 0.4 | 37.2002 | 0.024156 | 0.024156 | 0 | 0 | 0 | 0 | 0.024156 | 0.00040259 | 0.0034847 | 0.0034787 | 0.0034787 | 287 | 24 | 0 | 0 | 0 | 1e-20 | 24 | 99999
25 | 0.41667 | 37.2002 | 0.02431 | 0.02431 | 0 | 0 | 0 | 0 | 0.02431 | 0.00040517 | 0.0036833 | 0.0036765 | 0.0036765 | 271 | 25 | 0 | 0 | 0 | 1e-20 | 25 | 99999
26 | 0.43333 | 37.2002 | 0.024447 | 0.024447 | 0 | 0 | 0 | 0 | 0.024447 | 0.00040745 | 0.0038829 | 0.0038754 | 0.0038754 | 258 | 26 | 0 | 0 | 0 | 1e-20 | 26 | 99999
27 | 0.45 | 37.2002 | 0.024568 | 0.024568 | 0 | 0 | 0 | 0 | 0.024568 | 0.00040946 | 0.0040836 | 0.0040752 | 0.0040752 | 245 | 27 | 0 | 0 | 0 | 1e-20 | 27 | 99999
28 | 0.46667 | 37.2002 | 0.024675 | 0.024675 | 0 | 0 | 0 | 0 | 0.024675 | 0.00041124 | 0.0042851 | 0.0042759 | 0.0042759 | 233 | 28 | 0 | 0 | 0 | 1e-20 | 28 | 99999
29 | 0.48333 | 37.2002 | 0.024769 | 0.024769 | 0 | 0 | 0 | 0 | 0.024769 | 0.00041282 | 0.0044873 | 0.0044773 | 0.0044773 | 223 | 29 | 0 | 0 | 0 | 1e-20 | 29 | 99999
30 | 0.5 | 37.2002 | 0.024853 | 0.024853 | 0 | 0 | 0 | 0 | 0.024853 | 0.00041421 | 0.0046903 | 0.0046793 | 0.0046793 | 213 | 30 | 0 | 0 | 0 | 1e-20 | 30 | 99999
31 | 0.51667 | 37.2002 | 0.024927 | 0.024927 | 0 | 0 | 0 | 0 | 0.024927 | 0.00041544 | 0.0048939 | 0.0048819 | 0.0048819 | 204 | 31 | 0 | 0 | 0 | 1e-20 | 31 | 99999
32 | 0.53333 | 37.2002 | 0.024992 | 0.024992 | 0 | 0 | 0 | 0 | 0.024992 | 0.00041653 | 0.005098 | 0.005085 | 0.005085 | 196 | 32 | 0 | 0 | 0 | 1e-20 | 32 | 99999
33 | 0.55 | 37.2002 | 0.02505 | 0.02505 | 0 | 0 | 0 | 0 | 0.02505 | 0.0004175 | 0.0053026 | 0.0052885 | 0.0052885 | 189 | 33 | 0 | 0 | 0 | 1e-20 | 33 | 99999
34 | 0.56667 | 37.2002 | 0.025101 | 0.025101 | 0 | 0 | 0 | 0 | 0.025101 | 0.00041835 | 0.0055075 | 0.0054924 | 0.0054924 | 182 | 34 | 0 | 0 | 0 | 1e-20 | 34 | 99999
35 | 0.58333 | 37.2002 | 0.025146 | 0.025146 | 0 | 0 | 0 | 0 | 0.025146 | 0.00041911 | 0.0057129 | 0.0056966 | 0.0056966 | 175 | 35 | 0 | 0 | 0 | 1e-20 | 35 | 99999
36 | 0.6 | 37.2002 | 0.025186 | 0.025186 | 0 | 0 | 0 | 0 | 0.025186 | 0.00041977 | 0.0059186 | 0.0059011 | 0.0059011 | 169 | 36 | 0 | 0 | 0 | 1e-20 | 36 | 99999
37 | 0.61667 | 37.2002 | 0.025222 | 0.025222 | 0 | 0 | 0 | 0 | 0.025222 | 0.00042036 | 0.0061246 | 0.0061059 | 0.0061059 | 163 | 37 | 0 | 0 | 0 | 1e-20 | 37 | 99999
38 | 0.63333 | 37.2002 | 0.025253 | 0.025253 | 0 | 0 | 0 | 0 | 0.025253 | 0.00042088 | 0.0063308 | 0.0063108 | 0.0063108 | 158 | 38 | 0 | 0 | 0 | 1e-20 | 38 | 99999
39 | 0.65 | 37.2002 | 0.025281 | 0.025281 | 0 | 0 | 0 | 0 | 0.025281 | 0.00042135 | 0.0065373 | 0.0065159 | 0.0065159 | 153 | 39 | 0 | 0 | 0 | 1e-20 | 39 | 99999
40 | 0.66667 | 37.2002 | 0.025305 | 0.025305 | 0 | 0 | 0 | 0 | 0.025305 | 0.00042175 | 0.0067439 | 0.0067212 | 0.0067212 | 148 | 40 | 0 | 0 | 0 | 1e-20 | 40 | 99999
41 | 0.68333 | 37.2002 | 0.025327 | 0.025327 | 0 | 0 | 0 | 0 | 0.025327 | 0.00042211 | 0.0069508 | 0.0069267 | 0.0069267 | 144 | 41 | 0 | 0 | 0 | 1e-20 | 41 | 99999
42 | 0.7 | 37.2002 | 0.025346 | 0.025346 | 0 | 0 | 0 | 0 | 0.025346 | 0.00042243 | 0.0071578 | 0.0071322 | 0.0071322 | 140 | 42 | 0 | 0 | 0 | 1e-20 | 42 | 99999
43 | 0.71667 | 37.2002 | 0.025363 | 0.025363 | 0 | 0 | 0 | 0 | 0.025363 | 0.00042272 | 0.0073649 | 0.0073378 | 0.0073378 | 136 | 43 | 0 | 0 | 0 | 1e-20 | 43 | 99999
44 | 0.73333 | 37.2002 | 0.025378 | 0.025378 | 0 | 0 | 0 | 0 | 0.025378 | 0.00042297 | 0.0075721 | 0.0075435 | 0.0075435 | 132 | 44 | 0 | 0 | 0 | 1e-20 | 44 | 99999
45 | 0.75 | 37.2002 | 0.025391 | 0.025391 | 0 | 0 | 0 | 0 | 0.025391 | 0.00042319 | 0.0077795 | 0.0077493 | 0.0077493 | 129 | 45 | 0 | 0 | 0 | 1e-20 | 45 | 99999
46 | 0.76667 | 37.2002 | 0.025403 | 0.025403 | 0 | 0 | 0 | 0 | 0.025403 | 0.00042338 | 0.007987 | 0.0079551 | 0.0079551 | 125 | 46 | 0 | 0 | 0 | 1e-20 | 46 | 99999
47 | 0.78333 | 37.2002 | 0.025413 | 0.025413 | 0 | 0 | 0 | 0 | 0.025413 | 0.00042355 | 0.0081945 | 0.008161 | 0.008161 | 122 | 47 | 0 | 0 | 0 | 1e-20 | 47 | 99999
48 | 0.8 | 37.2002 | 0.025422 | 0.025422 | 0 | 0 | 0 | 0 | 0.025422 | 0.00042371 | 0.0084021 | 0.0083669 | 0.0083669 | 119 | 48 | 0 | 0 | 0 | 1e-20 | 48 | 99999
49 | 0.81667 | 37.2002 | 0.025431 | 0.025431 | 0 | 0 | 0 | 0 | 0.025431 | 0.00042384 | 0.0086098 | 0.0085728 | 0.0085728 | 116 | 49 | 0 | 0 | 0 | 1e-20 | 49 | 99999
50 | 0.83333 | 37.2002 | 0.025438 | 0.025438 | 0 | 0 | 0 | 0 | 0.025438 | 0.00042396 | 0.0088175 | 0.0087788 | 0.0087788 | 113 | 50 | 0 | 0 | 0 | 1e-20 | 50 | 99999
51 | 0.85 | 37.2002 | 0.025444 | 0.025444 | 0 | 0 | 0 | 0 | 0.025444 | 0.00042407 | 0.0090253 | 0.0089847 | 0.0089847 | 111 | 51 | 0 | 0 | 0 | 1e-20 | 51 | 99999
52 | 0.86667 | 37.2002 | 0.02545 | 0.02545 | 0 | 0 | 0 | 0 | 0.02545 | 0.00042416 | 0.0092332 | 0.0091907 | 0.0091907 | 108 | 52 | 0 | 0 | 0 | 1e-20 | 52 | 99999
53 | 0.88333 | 37.2002 | 0.025455 | 0.025455 | 0 | 0 | 0 | 0 | 0.025455 | 0.00042424 | 0.009441 | 0.0093966 | 0.0093966 | 106 | 53 | 0 | 0 | 0 | 1e-20 | 53 | 99999
54 | 0.9 | 37.2002 | 0.025459 | 0.025459 | 0 | 0 | 0 | 0 | 0.025459 | 0.00042432 | 0.009649 | 0.0096026 | 0.0096026 | 104 | 54 | 0 | 0 | 0 | 1e-20 | 54 | 99999
55 | 0.91667 | 37.2002 | 0.025463 | 0.025463 | 0 | 0 | 0 | 0 | 0.025463 | 0.00042438 | 0.0098569 | 0.0098085 | 0.0098085 | 101 | 55 | 0 | 0 | 0 | 1e-20 | 55 | 99999
56 | 0.93333 | 37.2002 | 0.025466 | 0.025466 | 0 | 0 | 0 | 0 | 0.025466 | 0.00042444 | 0.010065 | 0.010014 | 0.010014 | 99 | 56 | 0 | 0 | 0 | 1e-20 | 56 | 99999
57 | 0.95 | 37.2002 | 0.025469 | 0.025469 | 0 | 0 | 0 | 0 | 0.025469 | 0.00042449 | 0.010273 | 0.01022 | 0.01022 | 97 | 57 | 0 | 0 | 0 | 1e-20 | 57 | 99999
58 | 0.96667 | 37.2002 | 0.025472 | 0.025472 | 0 | 0 | 0 | 0 | 0.025472 | 0.00042453 | 0.010481 | 0.010426 | 0.010426 | 95 | 58 | 0 | 0 | 0 | 1e-20 | 58 | 99999
59 | 0.98333 | 37.2002 | 0.025474 | 0.025474 | 0 | 0 | 0 | 0 | 0.025474 | 0.00042457 | 0.010689 | 0.010632 | 0.010632 | 94 | 59 | 0 | 0 | 0 | 1e-20 | 59 | 99999
60 | 1 | 37.2002 | 0.025476 | 0.025476 | 0 | 0 | 0 | 0 | 0.025476 | 0.00042461 | 0.010897 | 0.010838 | 0.010838 | 92 | 60 | 0 | 0 | 0 | 1e-20 | 60 | 99999
61 | 1.0167 | 37.2002 | 0.025478 | 0.025478 | 0 | 0 | 0 | 0 | 0.025478 | 0.00042464 | 0.011105 | 0.011044 | 0.011044 | 90 | 61 | 0 | 0 | 0 | 1e-20 | 61 | 99999
62 | 1.0333 | 37.2002 | 0.02548 | 0.02548 | 0 | 0 | 0 | 0 | 0.02548 | 0.00042467 | 0.011313 | 0.011249 | 0.011249 | 88 | 62 | 0 | 0 | 0 | 1e-20 | 62 | 99999
63 | 1.05 | 37.2002 | 0.025481 | 0.025481 | 0 | 0 | 0 | 0 | 0.025481 | 0.00042469 | 0.011521 | 0.011455 | 0.011455 | 87 | 63 | 0 | 0 | 0 | 1e-20 | 63 | 99999
64 | 1.0667 | 37.2002 | 0.025483 | 0.025483 | 0 | 0 | 0 | 0 | 0.025483 | 0.00042471 | 0.011729 | 0.011661 | 0.011661 | 85 | 64 | 0 | 0 | 0 | 1e-20 | 64 | 99999
65 | 1.0833 | 37.2002 | 0.025484 | 0.025484 | 0 | 0 | 0 | 0 | 0.025484 | 0.00042473 | 0.011937 | 0.011867 | 0.011867 | 84 | 65 | 0 | 0 | 0 | 1e-20 | 65 | 99999
66 | 1.1 | 37.2002 | 0.025485 | 0.025485 | 0 | 0 | 0 | 0 | 0.025485 | 0.00042475 | 0.012146 | 0.012072 | 0.012072 | 82 | 66 | 0 | 0 | 0 | 1e-20 | 66 | 99999
67 | 1.1167 | 37.2002 | 0.025486 | 0.025486 | 0 | 0 | 0 | 0 | 0.025486 | 0.00042476 | 0.012354 | 0.012278 | 0.012278 | 81 | 67 | 0 | 0 | 0 | 1e-20 | 67 | 99999
68 | 1.1333 | 37.2002 | 0.025487 | 0.025487 | 0 | 0 | 0 | 0 | 0.025487 | 0.00042478 | 0.012562 | 0.012483 | 0.012483 | 80 | 68 | 0 | 0 | 0 | 1e-20 | 68 | 99999
69 | 1.15 | 37.2002 | 0.025487 | 0.025487 | 0 | 0 | 0 | 0 | 0.025487 | 0.00042479 | 0.01277 | 0.012689 | 0.012689 | 78 | 69 | 0 | 0 | 0 | 1e-20 | 69 | 99999
70 | 1.1667 | 37.2002 | 0.025488 | 0.025488 | 0 | 0 | 0 | 0 | 0.025488 | 0.0004248 | 0.012978 | 0.012894 | 0.012894 | 77 | 70 | 0 | 0 | 0 | 1e-20 | 70 | 99999
71 | 1.1833 | 37.2002 | 0.025488 | 0.025488 | 0 | 0 | 0 | 0 | 0.025488 | 0.00042481 | 0.013186 | 0.0131 | 0.0131 | 76 | 71 | 0 | 0 | 0 | 1e-20 | 71 | 99999
72 | 1.2 | 37.2002 | 0.025489 | 0.025489 | 0 | 0 | 0 | 0 | 0.025489 | 0.00042481 | 0.013394 | 0.013305 | 0.013305 | 75 | 72 | 0 | 0 | 0 | 1e-20 | 72 | 99999
73 | 1.2167 | 37.2002 | 0.025489 | 0.025489 | 0 | 0 | 0 | 0 | 0.025489 | 0.00042482 | 0.013603 | 0.013511 | 0.013511 | 74 | 73 | 0 | 0 | 0 | 1e-20 | 73 | 99999
74 | 1.2333 | 37.2002 | 0.02549 | 0.02549 | 0 | 0 | 0 | 0 | 0.02549 | 0.00042483 | 0.013811 | 0.013716 | 0.013716 | 72 | 74 | 0 | 0 | 0 | 1e-20 | 74 | 99999
75 | 1.25 | 37.2002 | 0.02549 | 0.02549 | 0 | 0 | 0 | 0 | 0.02549 | 0.00042483 | 0.014019 | 0.013921 | 0.013921 | 71 | 75 | 0 | 0 | 0 | 1e-20 | 75 | 99999
76 | 1.2667 | 37.2002 | 0.02549 | 0.02549 | 0 | 0 | 0 | 0 | 0.02549 | 0.00042484 | 0.014227 | 0.014126 | 0.014126 | 70 | 76 | 0 | 0 | 0 | 1e-20 | 76 | 99999
77 | 1.2833 | 37.2002 | 0.025491 | 0.025491 | 0 | 0 | 0 | 0 | 0.025491 | 0.00042484 | 0.014435 | 0.014332 | 0.014332 | 69 | 77 | 0 | 0 | 0 | 1e-20 | 77 | 99999
78 | 1.3 | 37.2002 | 0.025491 | 0.025491 | 0 | 0 | 0 | 0 | 0.025491 | 0.00042485 | 0.014644 | 0.014537 | 0.014537 | 68 | 78 | 0 | 0 | 0 | 1e-20 | 78 | 99999
79 | 1.3167 | 37.2002 | 0.025491 | 0.025491 | 0 | 0 | 0 | 0 | 0.025491 | 0.00042485 | 0.014852 | 0.014742 | 0.014742 | 67 | 79 | 0 | 0 | 0 | 1e-20 | 79 | 99999
80 | 1.3333 | 37.2002 | 0.025491 | 0.025491 | 0 | 0 | 0 | 0 | 0.025491 | 0.00042485 | 0.01506 | 0.014947 | 0.014947 | 66 | 80 | 0 | 0 | 0 | 1e-20 | 80 | 99999
81 | 1.35 | 37.2002 | 0.025491 | 0.025491 | 0 | 0 | 0 | 0 | 0.025491 | 0.00042485 | 0.015268 | 0.015152 | 0.015152 | 65 | 81 | 0 | 0 | 0 | 1e-20 | 81 | 99999
82 | 1.3667 | 37.2002 | 0.025491 | 0.025491 | 0 | 0 | 0 | 0 | 0.025491 | 0.00042486 | 0.015476 | 0.015357 | 0.015357 | 65 | 82 | 0 | 0 | 0 | 1e-20 | 82 | 99999
83 | 1.3833 | 37.2002 | 0.025492 | 0.025492 | 0 | 0 | 0 | 0 | 0.025492 | 0.00042486 | 0.015684 | 0.015562 | 0.015562 | 64 | 83 | 0 | 0 | 0 | 1e-20 | 83 | 99999
84 | 1.4 | 37.2002 | 0.025492 | 0.025492 | 0 | 0 | 0 | 0 | 0.025492 | 0.00042486 | 0.015893 | 0.015767 | 0.015767 | 63 | 84 | 0 | 0 | 0 | 1e-20 | 84 | 99999
85 | 1.4167 | 37.2002 | 0.025492 | 0.025492 | 0 | 0 | 0 | 0 | 0.025492 | 0.00042486 | 0.016101 | 0.015972 | 0.015972 | 62 | 85 | 0 | 0 | 0 | 1e-20 | 85 | 99999
86 | 1.4333 | 37.2002 | 0.025492 | 0.025492 | 0 | 0 | 0 | 0 | 0.025492 | 0.00042486 | 0.016309 | 0.016177 | 0.016177 | 61 | 86 | 0 | 0 | 0 | 1e-20 | 86 | 99999
87 | 1.45 | 37.2002 | 0.025492 | 0.025492 | 0 | 0 | 0 | 0 | 0.025492 | 0.00042487 | 0.016517 | 0.016381 | 0.016381 | 61 | 87 | 0 | 0 | 0 | 1e-20 | 87 | 99999
88 | 1.4667 | 37.2002 | 0.025492 | 0.025492 | 0 | 0 | 0 | 0 | 0.025492 | 0.00042487 | 0.016725 | 0.016586 | 0.016586 | 60 | 88 | 0 | 0 | 0 | 1e-20 | 88 | 99999
89 | 1.4833 | 37.2002 | 0.025492 | 0.025492 | 0 | 0 | 0 | 0 | 0.025492 | 0.00042487 | 0.016934 | 0.016791 | 0.016791 | 59 | 89 | 0 | 0 | 0 | 1e-20 | 89 | 99999
90 | 1.5 | 37.2002 | 0.025492 | 0.025492 | 0 | 0 | 0 | 0 | 0.025492 | 0.00042487 | 0.017142 | 0.016996 | 0.016996 | 58 | 90 | 0 | 0 | 0 | 1e-20 | 90 | 99999
91 | 1.5167 | 37.2002 | 0.025492 | 0.025492 | 0 | 0 | 0 | 0 | 0.025492 | 0.00042487 | 0.01735 | 0.0172 | 0.0172 | 58 | 91 | 0 | 0 | 0 | 1e-20 | 91 | 99999
92 | 1.5333 | 37.2002 | 0.025492 | 0.025492 | 0 | 0 | 0 | 0 | 0.025492 | 0.00042487 | 0.017558 | 0.017405 | 0.017405 | 57 | 92 | 0 | 0 | 0 | 1e-20 | 92 | 99999
93 | 1.55 | 37.2002 | 0.025492 | 0.025492 | 0 | 0 | 0 | 0 | 0.025492 | 0.00042487 | 0.017766 | 0.017609 | 0.017609 | 56 | 93 | 0 | 0 | 0 | 1e-20 | 93 | 99999
94 | 1.5667 | 37.2002 | 0.025492 | 0.025492 | 0 | 0 | 0 | 0 | 0.025492 | 0.00042487 | 0.017974 | 0.017814 | 0.017814 | 56 | 94 | 0 | 0 | 0 | 1e-20 | 94 | 99999
95 | 1.5833 | 37.2002 | 0.025492 | 0.025492 | 0 | 0 | 0 | 0 | 0.025492 | 0.00042487 | 0.018183 | 0.018018 | 0.018018 | 55 | 95 | 0 | 0 | 0 | 1e-20 | 95 | 99999
96 | 1.6 | 37.2002 | 0.025492 | 0.025492 | 0 | 0 | 0 | 0 | 0.025492 | 0.00042487 | 0.018391 | 0.018223 | 0.018223 | 54 | 96 | 0 | 0 | 0 | 1e-20 | 96 | 99999
97 | 1.6167 | 37.2002 | 0.025492 | 0.025492 | 0 | 0 | 0 | 0 | 0.025492 | 0.00042487 | 0.018599 | 0.018427 | 0.018427 | 54 | 97 | 0 | 0 | 0 | 1e-20 | 97 | 99999
98 | 1.6333 | 37.2002 | 0.025492 | 0.025492 | 0 | 0 | 0 | 0 | 0.025492 | 0.00042487 | 0.018807 | 0.018631 | 0.018631 | 53 | 98 | 0 | 0 | 0 | 1e-20 | 98 | 99999
99 | 1.65 | 37.2002 | 0.025492 | 0.025492 | 0 | 0 | 0 | 0 | 0.025492 | 0.00042487 | 0.019015 | 0.018836 | 0.018836 | 53 | 99 | 0 | 0 | 0 | 1e-20 | 99 | 99999
100 | 1.6667 | 37.2002 | 0.025492 | 0.025492 | 0 | 0 | 0 | 0 | 0.025492 | 0.00042487 | 0.019224 | 0.01904 | 0.01904 | 52 | 100 | 0 | 0 | 0 | 1e-20 | 100 | 99999
101 | 1.6833 | 37.2002 | 0.025492 | 0.025492 | 0 | 0 | 0 | 0 | 0.025492 | 0.00042487 | 0.019432 | 0.019244 | 0.019244 | 51 | 101 | 0 | 0 | 0 | 1e-20 | 101 | 99999
102 | 1.7 | 37.2002 | 0.025492 | 0.025492 | 0 | 0 | 0 | 0 | 0.025492 | 0.00042487 | 0.01964 | 0.019448 | 0.019448 | 51 | 102 | 0 | 0 | 0 | 1e-20 | 102 | 99999
103 | 1.7167 | 37.2002 | 0.025492 | 0.025492 | 0 | 0 | 0 | 0 | 0.025492 | 0.00042487 | 0.019848 | 0.019652 | 0.019652 | 50 | 103 | 0 | 0 | 0 | 1e-20 | 103 | 99999
104 | 1.7333 | 37.2002 | 0.025492 | 0.025492 | 0 | 0 | 0 | 0 | 0.025492 | 0.00042487 | 0.020056 | 0.019857 | 0.019857 | 50 | 104 | 0 | 0 | 0 | 1e-20 | 104 | 99999
105 | 1.75 | 37.2002 | 0.025492 | 0.025492 | 0 | 0 | 0 | 0 | 0.025492 | 0.00042487 | 0.020265 | 0.020061 | 0.020061 | 49 | 105 | 0 | 0 | 0 | 1e-20 | 105 | 99999
106 | 1.7667 | 37.2002 | 0.025492 | 0.025492 | 0 | 0 | 0 | 0 | 0.025492 | 0.00042487 | 0.020473 | 0.020265 | 0.020265 | 49 | 106 | 0 | 0 | 0 | 1e-20 | 106 | 99999
107 | 1.7833 | 37.2002 | 0.025492 | 0.025492 | 0 | 0 | 0 | 0 | 0.025492 | 0.00042487 | 0.020681 | 0.020468 | 0.020468 | 48 | 107 | 0 | 0 | 0 | 1e-20 | 107 | 99999
108 | 1.8 | 37.2002 | 0.025492 | 0.025492 | 0 | 0 | 0 | 0 | 0.025492 | 0.00042487 | 0.020889 | 0.020672 | 0.020672 | 48 | 108 | 0 | 0 | 0 | 1e-20 | 108 | 99999
109 | 1.8167 | 37.2002 | 0.025492 | 0.025492 | 0 | 0 | 0 | 0 | 0.025492 | 0.00042487 | 0.021097 | 0.020876 | 0.020876 | 47 | 109 | 0 | 0 | 0 | 1e-20 | 109 | 99999
110 | 1.8333 | 37.2002 | 0.025492 | 0.025492 | 0 | 0 | 0 | 0 | 0.025492 | 0.00042487 | 0.021305 | 0.02108 | 0.02108 | 47 | 110 | 0 | 0 | 0 | 1e-20 | 110 | 99999
111 | 1.85 | 37.2002 | 0.025492 | 0.025492 | 0 | 0 | 0 | 0 | 0.025492 | 0.00042487 | 0.021514 | 0.021284 | 0.021284 | 46 | 111 | 0 | 0 | 0 | 1e-20 | 111 | 99999
112 | 1.8667 | 37.2002 | 0.025492 | 0.025492 | 0 | 0 | 0 | 0 | 0.025492 | 0.00042487 | 0.021722 | 0.021488 | 0.021488 | 46 | 112 | 0 | 0 | 0 | 1e-20 | 112 | 99999
113 | 1.8833 | 37.2002 | 0.025492 | 0.025492 | 0 | 0 | 0 | 0 | 0.025492 | 0.00042487 | 0.02193 | 0.021691 | 0.021691 | 46 | 113 | 0 | 0 | 0 | 1e-20 | 113 | 99999
114 | 1.9 | 37.2002 | 0.025492 | 0.025492 | 0 | 0 | 0 | 0 | 0.025492 | 0.00042487 | 0.022138 | 0.021895 | 0.021895 | 45 | 114 | 0 | 0 | 0 | 1e-20 | 114 | 99999
115 | 1.9167 | 37.2002 | 0.025492 | 0.025492 | 0 | 0 | 0 | 0 | 0.025492 | 0.00042487 | 0.022346 | 0.022099 | 0.022099 | 45 | 115 | 0 | 0 | 0 | 1e-20 | 115 | 99999
116 | 1.9333 | 37.2002 | 0.025492 | 0.025492 | 0 | 0 | 0 | 0 | 0.025492 | 0.00042487 | 0.022555 | 0.022302 | 0.022302 | 44 | 116 | 0 | 0 | 0 | 1e-20 | 116 | 99999
117 | 1.95 | 37.2002 | 0.025492 | 0.025492 | 0 | 0 | 0 | 0 | 0.025492 | 0.00042487 | 0.022763 | 0.022506 | 0.022506 | 44 | 117 | 0 | 0 | 0 | 1e-20 | 117 | 99999
118 | 1.9667 | 37.2002 | 0.025492 | 0.025492 | 0 | 0 | 0 | 0 | 0.025492 | 0.00042487 | 0.022971 | 0.022709 | 0.022709 | 44 | 118 | 0 | 0 | 0 | 1e-20 | 118 | 99999
119 | 1.9833 | 37.2002 | 0.025492 | 0.025492 | 0 | 0 | 0 | 0 | 0.025492 | 0.00042487 | 0.023179 | 0.022913 | 0.022913 | 43 | 119 | 0 | 0 | 0 | 1e-20 | 119 | 99999
120 | 2 | 37.2002 | 0.025493 | 0.025493 | 37.2002 | 0 | 0 | 0 | 0.025493 | 0.00042488 | 0.023387 | 0.023116 | 0.023116 | 43 | 120 | 0 | 0 | 0 | 1e-20 | 120 | 99999
121 | 2.0167 | 0 | 0.025493 | 0.022546 | 37.2002 | 0.0029467 | 0.0029467 | 0 | 0.025493 | 0.00042488 | 0.023596 | 0.023319 | 0.023319 | 42 | 121 | 0 | 0 | 0 | 1e-20 | 121 | 99999
122 | 2.0333 | 0 | 0.025493 | 0.01994 | 37.2002 | 0.0055527 | 0.0055527 | 0 | 0.025493 | 0.00042488 | 0.023804 | 0.023523 | 0.023523 | 42 | 122 | 0 | 0 | 0 | 1e-20 | 122 | 99999
123 | 2.05 | 0 | 0.025493 | 0.017635 | 37.2002 | 0.0078575 | 0.0078575 | 0 | 0.025493 | 0.00042488 | 0.024012 | 0.023726 | 0.023726 | 42 | 123 | 0 | 0 | 0 | 1e-20 | 123 | 99999
124 | 2.0667 | 0 | 0.025493 | 0.015597 | 37.2002 | 0.0098959 | 0.0098959 | 0 | 0.025493 | 0.00042488 | 0.02422 | 0.023929 | 0.023929 | 41 | 124 | 0 | 0 | 0 | 1e-20 | 124 | 99999
125 | 2.0833 | 0 | 0.025493 | 0.013794 | 37.2002 | 0.011699 | 0.011699 | 0 | 0.025493 | 0.00042488 | 0.024428 | 0.024132 | 0.024132 | 41 | 125 | 0 | 0 | 0 | 1e-20 | 125 | 99999
126 | 2.1 | 0 | 0.025493 | 0.012199 | 37.2002 | 0.013293 | 0.013293 | 0 | 0.025493 | 0.00042488 | 0.024636 | 0.024335 | 0.024335 | 41 | 126 | 0 | 0 | 0 | 1e-20 | 126 | 99999
127 | 2.1167 | 0 | 0.025493 | 0.010789 | 37.2002 | 0.014703 | 0.014703 | 0 | 0.025493 | 0.00042488 | 0.024845 | 0.024539 | 0.024539 | 40 | 127 | 0 | 0 | 0 | 1e-20 | 127 | 99999
128 | 2.1333 | 0 | 0.025493 | 0.0095421 | 37.2002 | 0.01595 | 0.01595 | 0 | 0.025493 | 0.00042488 | 0.025053 | 0.024742 | 0.024742 | 40 | 128 | 0 | 0 | 0 | 1e-20 | 128 | 99999
129 | 2.15 | 0 | 0.025493 | 0.0084392 | 37.2002 | 0.017053 | 0.017053 | 0 | 0.025493 | 0.00042488 | 0.025261 | 0.024945 | 0.024945 | 40 | 129 | 0 | 0 | 0 | 1e-20 | 129 | 99999
130 | 2.1667 | 0 | 0.025493 | 0.0074637 | 37.2002 | 0.018029 | 0.018029 | 0 | 0.025493 | 0.00042488 | 0.025469 | 0.025148 | 0.025148 | 39 | 130 | 0 | 0 | 0 | 1e-20 | 130 | 99999
131 | 2.1833 | 0 | 0.025493 | 0.006601 | 37.2002 | 0.018892 | 0.018892 | 0 | 0.025493 | 0.00042488 | 0.025677 | 0.025351 | 0.025351 | 39 | 131 | 0 | 0 | 0 | 1e-20 | 131 | 99999
132 | 2.2 | 0 | 0.025493 | 0.005838 | 37.2002 | 0.019655 | 0.019655 | 0 | 0.025493 | 0.00042488 | 0.025886 | 0.025553 | 0.025553 | 39 | 132 | 0 | 0 | 0 | 1e-20 | 132 | 99999
133 | 2.2167 | 0 | 0.025493 | 0.0051632 | 37.2002 | 0.020329 | 0.020329 | 0 | 0.025493 | 0.00042488 | 0.026094 | 0.025756 | 0.025756 | 38 | 133 | 0 | 0 | 0 | 1e-20 | 133 | 99999
134 | 2.2333 | 0 | 0.025493 | 0.0045664 | 37.2002 | 0.020926 | 0.020926 | 0 | 0.025493 | 0.00042488 | 0.026302 | 0.025959 | 0.025959 | 38 | 134 | 0 | 0 | 0 | 1e-20 | 134 | 99999
135 | 2.25 | 0 | 0.025493 | 0.0040385 | 37.2002 | 0.021454 | 0.021454 | 0 | 0.025493 | 0.00042488 | 0.02651 | 0.026162 | 0.026162 | 38 | 135 | 0 | 0 | 0 | 1e-20 | 135 | 99999
136 | 2.2667 | 0 | 0.025493 | 0.0035717 | 37.2002 | 0.021921 | 0.021921 | 0 | 0.025493 | 0.00042488 | 0.026718 | 0.026365 | 0.026365 | 37 | 136 | 0 | 0 | 0 | 1e-20 | 136 | 99999
137 | 2.2833 | 0 | 0.025493 | 0.0031589 | 37.2002 | 0.022334 | 0.022334 | 0 | 0.025493 | 0.00042488 | 0.026927 | 0.026567 | 0.026567 | 37 | 137 | 0 | 0 | 0 | 1e-20 | 137 | 99999
138 | 2.3 | 0 | 0.025493 | 0.0027937 | 37.2002 | 0.022699 | 0.022699 | 0 | 0.025493 | 0.00042488 | 0.027135 | 0.02677 | 0.02677 | 37 | 138 | 0 | 0 | 0 | 1e-20 | 138 | 99999
139 | 2.3167 | 0 | 0.025493 | 0.0024708 | 37.2002 | 0.023022 | 0.023022 | 0 | 0.025493 | 0.00042488 | 0.027343 | 0.026972 | 0.026972 | 37 | 139 | 0 | 0 | 0 | 1e-20 | 139 | 99999
140 | 2.3333 | 0 | 0.025493 | 0.0021852 | 37.2002 | 0.023307 | 0.023307 | 0 | 0.025493 | 0.00042488 | 0.027551 | 0.027175 | 0.027175 | 36 | 140 | 0 | 0 | 0 | 1e-20 | 140 | 99999
141 | 2.35 | 0 | 0.025493 | 0.0019326 | 37.2002 | 0.02356 | 0.02356 | 0 | 0.025493 | 0.00042488 | 0.027759 | 0.027378 | 0.027378 | 36 | 141 | 0 | 0 | 0 | 1e-20 | 141 | 99999
142 | 2.3667 | 0 | 0.025493 | 0.0017092 | 37.2002 | 0.023783 | 0.023783 | 0 | 0.025493 | 0.00042488 | 0.027967 | 0.02758 | 0.02758 | 36 | 142 | 0 | 0 | 0 | 1e-20 | 142 | 99999
143 | 2.3833 | 0 | 0.025493 | 0.0015117 | 37.2002 | 0.023981 | 0.023981 | 0 | 0.025493 | 0.00042488 | 0.028176 | 0.027782 | 0.027782 | 35 | 143 | 0 | 0 | 0 | 1e-20 | 143 | 99999
144 | 2.4 | 0 | 0.025493 | 0.0013369 | 37.2002 | 0.024156 | 0.024156 | 0 | 0.025493 | 0.00042488 | 0.028384 | 0.027985 | 0.027985 | 35 | 144 | 0 | 0 | 0 | 1e-20 | 144 | 99999
145 | 2.4167 | 0 | 0.025493 | 0.0011824 | 37.2002 | 0.02431 | 0.02431 | 0 | 0.025493 | 0.00042488 | 0.028592 | 0.028187 | 0.028187 | 35 | 145 | 0 | 0 | 0 | 1e-20 | 145 | 99999
146 | 2.4333 | 0 | 0.025493 | 0.0010457 | 37.2002 | 0.024447 | 0.024447 | 0 | 0.025493 | 0.00042488 | 0.0288 | 0.028389 | 0.028389 | 35 | 146 | 0 | 0 | 0 | 1e-20 | 146 | 99999
147 | 2.45 | 0 | 0.025493 | 0.00092486 | 37.2002 | 0.024568 | 0.024568 | 0 | 0.025493 | 0.00042488 | 0.029008 | 0.028592 | 0.028592 | 34 | 147 | 0 | 0 | 0 | 1e-20 | 147 | 99999
148 | 2.4667 | 0 | 0.025493 | 0.00081795 | 37.2002 | 0.024675 | 0.024675 | 0 | 0.025493 | 0.00042488 | 0.029217 | 0.028794 | 0.028794 | 34 | 148 | 0 | 0 | 0 | 1e-20 | 148 | 99999
149 | 2.4833 | 0 | 0.025493 | 0.00072341 | 37.2002 | 0.024769 | 0.024769 | 0 | 0.025493 | 0.00042488 | 0.029425 | 0.028996 | 0.028996 | 34 | 149 | 0 | 0 | 0 | 1e-20 | 149 | 99999
150 | 2.5 | 0 | 0.025493 | 0.00063979 | 37.2002 | 0.024853 | 0.024853 | 0 | 0.025493 | 0.00042488 | 0.029633 | 0.029198 | 0.029198 | 34 | 150 | 0.00042488 | 0.00020819 | 0.00020817 | 0.00020817 | 150 | 4803
151 | 2.5167 | 0 | 0.025493 | 0.00056584 | 37.2002 | 0.024927 | 0.024927 | 0 | 0.025493 | 0.00042488 | 0.029841 | 0.0294 | 0.0294 | 34 | 151 | 0.00042488 | 0.00041638 | 0.00041629 | 0.00041629 | 151 | 2402
152 | 2.5333 | 0 | 0.025493 | 0.00050043 | 37.2002 | 0.024992 | 0.024992 | 0 | 0.025493 | 0.00042488 | 0.030049 | 0.029602 | 0.029602 | 33 | 152 | 0.00042488 | 0.00062457 | 0.00062437 | 0.00062437 | 152 | 1601
153 | 2.55 | 0 | 0.025493 | 0.00044259 | 37.2002 | 0.02505 | 0.02505 | 0 | 0.025493 | 0.00042488 | 0.030258 | 0.029804 | 0.029804 | 33 | 153 | 0.00042488 | 0.00083276 | 0.00083241 | 0.00083241 | 153 | 1201
154 | 2.5667 | 0 | 0.025493 | 0.00039143 | 37.2002 | 0.025101 | 0.025101 | 0 | 0.025493 | 0.00042488 | 0.030466 | 0.030006 | 0.030006 | 33 | 154 | 0.00042488 | 0.0010409 | 0.0010404 | 0.0010404 | 154 | 961
155 | 2.5833 | 0 | 0.025493 | 0.00034618 | 37.2002 | 0.025146 | 0.025146 | 0 | 0.025493 | 0.00042488 | 0.030674 | 0.030208 | 0.030208 | 33 | 155 | 0.00042488 | 0.0012491 | 0.0012484 | 0.0012484 | 155 | 801
156 | 2.6 | 0 | 0.025493 | 0.00030617 | 37.2002 | 0.025186 | 0.025186 | 0 | 0.025493 | 0.00042488 | 0.030882 | 0.03041 | 0.03041 | 32 | 156 | 0.00042488 | 0.0014573 | 0.0014563 | 0.0014563 | 156 | 686
157 | 2.6167 | 0 | 0.025493 | 0.00027078 | 37.2002 | 0.025222 | 0.025222 | 0 | 0.025493 | 0.00042488 | 0.03109 | 0.030612 | 0.030612 | 32 | 157 | 0.00042488 | 0.0016655 | 0.0016641 | 0.0016641 | 157 | 600
158 | 2.6333 | 0 | 0.025493 | 0.00023948 | 37.2002 | 0.025253 | 0.025253 | 0 | 0.025493 | 0.00042488 | 0.031299 | 0.030814 | 0.030814 | 32 | 158 | 0.00042488 | 0.0018737 | 0.0018719 | 0.0018719 | 158 | 534
159 | 2.65 | 0 | 0.025493 | 0.0002118 | 37.2002 | 0.025281 | 0.025281 | 0 | 0.025493 | 0.00042488 | 0.031507 | 0.031016 | 0.031016 | 32 | 159 | 0.00042488 | 0.0020819 | 0.0020797 | 0.0020797 | 159 | 480
160 | 2.6667 | 0 | 0.025493 | 0.00018732 | 37.2002 | 0.025305 | 0.025305 | 0 | 0.025493 | 0.00042488 | 0.031715 | 0.031217 | 0.031217 | 32 | 160 | 0.00042488 | 0.0022901 | 0.0022875 | 0.0022875 | 160 | 437
161 | 2.6833 | 0 | 0.025493 | 0.00016567 | 37.2002 | 0.025327 | 0.025327 | 0 | 0.025493 | 0.00042488 | 0.031923 | 0.031419 | 0.031419 | 31 | 161 | 0.00042488 | 0.0024983 | 0.0024951 | 0.0024951 | 161 | 400
162 | 2.7 | 0 | 0.025493 | 0.00014652 | 37.2002 | 0.025346 | 0.025346 | 0 | 0.025493 | 0.00042488 | 0.032131 | 0.031621 | 0.031621 | 31 | 162 | 0.00042488 | 0.0027065 | 0.0027028 | 0.0027028 | 162 | 369
163 | 2.7167 | 0 | 0.025493 | 0.00012958 | 37.2002 | 0.025363 | 0.025363 | 0 | 0.025493 | 0.00042488 | 0.032339 | 0.031822 | 0.031822 | 31 | 163 | 0.00042488 | 0.0029146 | 0.0029104 | 0.0029104 | 163 | 343
164 | 2.7333 | 0 | 0.025493 | 0.0001146 | 37.2002 | 0.025378 | 0.025378 | 0 | 0.025493 | 0.00042488 | 0.032548 | 0.032024 | 0.032024 | 31 | 164 | 0.00042488 | 0.0031228 | 0.003118 | 0.003118 | 164 | 320
165 | 2.75 | 0 | 0.025493 | 0.00010136 | 37.2002 | 0.025391 | 0.025391 | 0 | 0.025493 | 0.00042488 | 0.032756 | 0.032225 | 0.032225 | 31 | 165 | 0.00042488 | 0.003331 | 0.0033255 | 0.0033255 | 165 | 300
166 | 2.7667 | 0 | 0.025493 | 8.964e-05 | 37.2002 | 0.025403 | 0.025403 | 0 | 0.025493 | 0.00042488 | 0.032964 | 0.032427 | 0.032427 | 30 | 166 | 0.00042488 | 0.0035392 | 0.003533 | 0.003533 | 166 | 283
167 | 2.7833 | 0 | 0.025493 | 7.9279e-05 | 37.2002 | 0.025413 | 0.025413 | 0 | 0.025493 | 0.00042488 | 0.033172 | 0.032628 | 0.032628 | 30 | 167 | 0.00042488 | 0.0037474 | 0.0037404 | 0.0037404 | 167 | 267
168 | 2.8 | 0 | 0.025493 | 7.0115e-05 | 37.2002 | 0.025422 | 0.025422 | 0 | 0.025493 | 0.00042488 | 0.03338 | 0.032829 | 0.032829 | 30 | 168 | 0.00042488 | 0.0039556 | 0.0039478 | 0.0039478 | 168 | 253
169 | 2.8167 | 0 | 0.025493 | 6.2011e-05 | 37.2002 | 0.025431 | 0.025431 | 0 | 0.025493 | 0.00042488 | 0.033589 | 0.033031 | 0.033031 | 30 | 169 | 0.00042488 | 0.0041638 | 0.0041551 | 0.0041551 | 169 | 240
170 | 2.8333 | 0 | 0.025493 | 5.4843e-05 | 37.2002 | 0.025438 | 0.025438 | 0 | 0.025493 | 0.00042488 | 0.033797 | 0.033232 | 0.033232 | 30 | 170 | 0.00042488 | 0.004372 | 0.0043624 | 0.0043624 | 170 | 229
171 | 2.85 | 0 | 0.025493 | 4.8504e-05 | 37.2002 | 0.025444 | 0.025444 | 0 | 0.025493 | 0.00042488 | 0.034005 | 0.033433 | 0.033433 | 29 | 171 | 0.00042488 | 0.0045802 | 0.0045697 | 0.0045697 | 171 | 218
172 | 2.8667 | 0 | 0.025493 | 4.2897e-05 | 37.2002 | 0.02545 | 0.02545 | 0 | 0.025493 | 0.00042488 | 0.034213 | 0.033634 | 0.033634 | 29 | 172 | 0.00042488 | 0.0047883 | 0.0047769 | 0.0047769 | 172 | 209
173 | 2.8833 | 0 | 0.025493 | 3.7939e-05 | 37.2002 | 0.025455 | 0.025455 | 0 | 0.025493 | 0.00042488 | 0.034421 | 0.033836 | 0.033836 | 29 | 173 | 0.00042488 | 0.0049965 | 0.0049841 | 0.0049841 | 173 | 200
174 | 2.9 | 0 | 0.025493 | 3.3553e-05 | 37.2002 | 0.025459 | 0.025459 | 0 | 0.025493 | 0.00042488 | 0.03463 | 0.034037 | 0.034037 | 29 | 174 | 0.00042488 | 0.0052047 | 0.0051912 | 0.0051912 | 174 | 192
175 | 2.9167 | 0 | 0.025493 | 2.9675e-05 | 37.2002 | 0.025463 | 0.025463 | 0 | 0.025493 | 0.00042488 | 0.034838 | 0.034238 | 0.034238 | 29 | 175 | 0.00042488 | 0.0054129 | 0.0053983 | 0.0053983 | 175 | 185
176 | 2.9333 | 0 | 0.025493 | 2.6245e-05 | 37.2002 | 0.025466 | 0.025466 | 0 | 0.025493 | 0.00042488 | 0.035046 | 0.034439 | 0.034439 | 29 | 176 | 0.00042488 | 0.0056211 | 0.0056053 | 0.0056053 | 176 | 178
177 | 2.95 | 0 | 0.025493 | 2.3211e-05 | 37.2002 | 0.025469 | 0.025469 | 0 | 0.025493 | 0.00042488 | 0.035254 | 0.03464 | 0.03464 | 28 | 177 | 0.00042488 | 0.0058293 | 0.0058123 | 0.0058123 | 177 | 172
178 | 2.9667 | 0 | 0.025493 | 2.0528e-05 | 37.2002 | 0.025472 | 0.025472 | 0 | 0.025493 | 0.00042488 | 0.035462 | 0.034841 | 0.034841 | 28 | 178 | 0.00042488 | 0.0060375 | 0.0060193 | 0.0060193 | 178 | 166
179 | 2.9833 | 0 | 0.025493 | 1.8155e-05 | 37.2002 | 0.025474 | 0.025474 | 0 | 0.025493 | 0.00042488 | 0.03567 | 0.035042 | 0.035042 | 28 | 179 | 0.00042488 | 0.0062457 | 0.0062262 | 0.0062262 | 179 | 160
180 | 3 | 0 | 0.025493 | 1.6057e-05 | 37.2002 | 0.025476 | 0.025476 | 0 | 0.025493 | 0.00042488 | 0.035879 | 0.035243 | 0.035243 | 28 | 180 | 0.00042488 | 0.0064539 | 0.0064331 | 0.0064331 | 180 | 155
181 | 3.0167 | 0 | 0.025493 | 1.4201e-05 | 37.2002 | 0.025478 | 0.025478 | 0 | 0.025493 | 0.00042488 | 0.036087 | 0.035443 | 0.035443 | 28 | 181 | 0.00042488 | 0.006662 | 0.0066399 | 0.0066399 | 181 | 150
182 | 3.0333 | 0 | 0.025493 | 1.2559e-05 | 37.2002 | 0.02548 | 0.02548 | 0 | 0.025493 | 0.00042488 | 0.036295 | 0.035644 | 0.035644 | 28 | 182 | 0.00042488 | 0.0068702 | 0.0068467 | 0.0068467 | 182 | 146
183 | 3.05 | 0 | 0.025493 | 1.1108e-05 | 37.2002 | 0.025481 | 0.025481 | 0 | 0.025493 | 0.00042488 | 0.036503 | 0.035845 | 0.035845 | 27 | 183 | 0.00042488 | 0.0070784 | 0.0070534 | 0.0070534 | 183 | 141
184 | 3.0667 | 0 | 0.025493 | 9.8238e-06 | 37.2002 | 0.025483 | 0.025483 | 0 | 0.025493 | 0.00042488 | 0.036711 | 0.036046 | 0.036046 | 27 | 184 | 0.00042488 | 0.0072866 | 0.0072601 | 0.0072601 | 184 | 137
185 | 3.0833 | 0 | 0.025493 | 8.6883e-06 | 37.2002 | 0.025484 | 0.025484 | 0 | 0.025493 | 0.00042488 | 0.03692 | 0.036246 | 0.036246 | 27 | 185 | 0.00042488 | 0.0074948 | 0.0074668 | 0.0074668 | 185 | 133
186 | 3.1 | 0 | 0.025493 | 7.684e-06 | 37.2002 | 0.025485 | 0.025485 | 0 | 0.025493 | 0.00042488 | 0.037128 | 0.036447 | 0.036447 | 27 | 186 | 0.00042488 | 0.007703 | 0.0076734 | 0.0076734 | 186 | 130
187 | 3.1167 | 0 | 0.025493 | 6.7958e-06 | 37.2002 | 0.025486 | 0.025486 | 0 | 0.025493 | 0.00042488 | 0.037336 | 0.036648 | 0.036648 | 27 | 187 | 0.00042488 | 0.0079112 | 0.00788 | 0.00788 | 187 | 126
188 | 3.1333 | 0 | 0.025493 | 6.0103e-06 | 37.2002 | 0.025487 | 0.025487 | 0 | 0.025493 | 0.00042488 | 0.037544 | 0.036848 | 0.036848 | 27 | 188 | 0.00042488 | 0.0081194 | 0.0080865 | 0.0080865 | 188 | 123
189 | 3.15 | 0 | 0.025493 | 5.3156e-06 | 37.2002 | 0.025487 | 0.025487 | 0 | 0.025493 | 0.00042488 | 0.037752 | 0.037049 | 0.037049 | 26 | 189 | 0.00042488 | 0.0083276 | 0.008293 | 0.008293 | 189 | 120
190 | 3.1667 | 0 | 0.025493 | 4.7011e-06 | 37.2002 | 0.025488 | 0.025488 | 0 | 0.025493 | 0.00042488 | 0.037961 | 0.037249 | 0.037249 | 26 | 190 | 0.00042488 | 0.0085357 | 0.0084994 | 0.0084994 | 190 | 117
191 | 3.1833 | 0 | 0.025493 | 4.1577e-06 | 37.2002 | 0.025488 | 0.025488 | 0 | 0.025493 | 0.00042488 | 0.038169 | 0.037449 | 0.037449 | 26 | 191 | 0.00042488 | 0.0087439 | 0.0087058 | 0.0087058 | 191 | 114
192 | 3.2 | 0 | 0.025493 | 3.6772e-06 | 37.2002 | 0.025489 | 0.025489 | 0 | 0.025493 | 0.00042488 | 0.038377 | 0.03765 | 0.03765 | 26 | 192 | 0.00042488 | 0.0089521 | 0.0089122 | 0.0089122 | 192 | 112
193 | 3.2167 | 0 | 0.025493 | 3.2521e-06 | 37.2002 | 0.025489 | 0.025489 | 0 | 0.025493 | 0.00042488 | 0.038585 | 0.03785 | 0.03785 | 26 | 193 | 0.00042488 | 0.0091603 | 0.0091185 | 0.0091185 | 193 | 109
194 | 3.2333 | 0 | 0.025493 | 2.8762e-06 | 37.2002 | 0.02549 | 0.02549 | 0 | 0.025493 | 0.00042488 | 0.038793 | 0.03805 | 0.03805 | 26 | 194 | 0.00042488 | 0.0093685 | 0.0093248 | 0.0093248 | 194 | 107
195 | 3.25 | 0 | 0.025493 | 2.5438e-06 | 37.2002 | 0.02549 | 0.02549 | 0 | 0.025493 | 0.00042488 | 0.039001 | 0.038251 | 0.038251 | 26 | 195 | 0.00042488 | 0.0095767 | 0.009531 | 0.009531 | 195 | 104
196 | 3.2667 | 0 | 0.025493 | 2.2497e-06 | 37.2002 | 0.02549 | 0.02549 | 0 | 0.025493 | 0.00042488 | 0.03921 | 0.038451 | 0.038451 | 26 | 196 | 0 | 0.0095767 | 0.009531 | 0.009531 | 196 | 104
197 | 3.2833 | 0 | 0.025493 | 1.9897e-06 | 37.2002 | 0.025491 | 0.025491 | 0 | 0.025493 | 0.00042488 | 0.039418 | 0.038651 | 0.038651 | 25 | 197 | 0 | 0.0095767 | 0.009531 | 0.009531 | 197 | 104
198 | 3.3 | 0 | 0.025493 | 1.7597e-06 | 37.2002 | 0.025491 | 0.025491 | 0 | 0.025493 | 0.00042488 | 0.039626 | 0.038851 | 0.038851 | 25 | 198 | 0 | 0.0095767 | 0.009531 | 0.009531 | 198 | 104
199 | 3.3167 | 0 | 0.025493 | 1.5563e-06 | 37.2002 | 0.025491 | 0.025491 | 0 | 0.025493 | 0.00042488 | 0.039834 | 0.039051 | 0.039051 | 25 | 199 | 0 | 0.0095767 | 0.009531 | 0.009531 | 199 | 104
200 | 3.3333 | 0 | 0.025493 | 1.3764e-06 | 37.2002 | 0.025491 | 0.025491 | 0 | 0.025493 | 0.00042488 | 0.040042 | 0.039251 | 0.039251 | 25 | 200 | 0 | 0.0095767 | 0.009531 | 0.009531 | 200 | 104
201 | 3.35 | 0 | 0.025493 | 1.2173e-06 | 37.2002 | 0.025491 | 0.025491 | 0 | 0.025493 | 0.00042488 | 0.040251 | 0.039451 | 0.039451 | 25 | 201 | 0 | 0.0095767 | 0.009531 | 0.009531 | 201 | 104
202 | 3.3667 | 0 | 0.025493 | 1.0766e-06 | 37.2002 | 0.025491 | 0.025491 | 0 | 0.025493 | 0.00042488 | 0.040459 | 0.039651 | 0.039651 | 25 | 202 | 0 | 0.0095767 | 0.009531 | 0.009531 | 202 | 104
203 | 3.3833 | 0 | 0.025493 | 9.5216e-07 | 37.2002 | 0.025492 | 0.025492 | 0 | 0.025493 | 0.00042488 | 0.040667 | 0.039851 | 0.039851 | 25 | 203 | 0 | 0.0095767 | 0.009531 | 0.009531 | 203 | 104
204 | 3.4 | 0 | 0.025493 | 8.421e-07 | 37.2002 | 0.025492 | 0.025492 | 0 | 0.025493 | 0.00042488 | 0.040875 | 0.040051 | 0.040051 | 24 | 204 | 0 | 0.0095767 | 0.009531 | 0.009531 | 204 | 104
205 | 3.4167 | 0 | 0.025493 | 7.4476e-07 | 37.2002 | 0.025492 | 0.025492 | 0 | 0.025493 | 0.00042488 | 0.041083 | 0.040251 | 0.040251 | 24 | 205 | 0 | 0.0095767 | 0.009531 | 0.009531 | 205 | 104
206 | 3.4333 | 0 | 0.025493 | 6.5867e-07 | 37.2002 | 0.025492 | 0.025492 | 0 | 0.025493 | 0.00042488 | 0.041292 | 0.040451 | 0.040451 | 24 | 206 | 0 | 0.0095767 | 0.009531 | 0.009531 | 206 | 104
207 | 3.45 | 0 | 0.025493 | 5.8254e-07 | 37.2002 | 0.025492 | 0.025492 | 0 | 0.025493 | 0.00042488 | 0.0415 | 0.04065 | 0.04065 | 24 | 207 | 0 | 0.0095767 | 0.009531 | 0.009531 | 207 | 104
208 | 3.4667 | 0 | 0.025493 | 5.152e-07 | 37.2002 | 0.025492 | 0.025492 | 0 | 0.025493 | 0.00042488 | 0.041708 | 0.04085 | 0.04085 | 24 | 208 | 0 | 0.0095767 | 0.009531 | 0.009531 | 208 | 104
209 | 3.4833 | 0 | 0.025493 | 4.5565e-07 | 37.2002 | 0.025492 | 0.025492 | 0 | 0.025493 | 0.00042488 | 0.041916 | 0.04105 | 0.04105 | 24 | 209 | 0 | 0.0095767 | 0.009531 | 0.009531 | 209 | 104
210 | 3.5 | 0 | 0.025493 | 4.0298e-07 | 37.2002 | 0.025492 | 0.025492 | 0 | 0.025493 | 0.00042488 | 0.042124 | 0.041249 | 0.041249 | 24 | 210 | 0 | 0.0095767 | 0.009531 | 0.009531 | 210 | 104
211 | 3.5167 | 0 | 0.025493 | 3.564e-07 | 37.2002 | 0.025492 | 0.025492 | 0 | 0.025493 | 0.00042488 | 0.042333 | 0.041449 | 0.041449 | 24 | 211 | 0 | 0.0095767 | 0.009531 | 0.009531 | 211 | 104
212 | 3.5333 | 0 | 0.025493 | 3.1521e-07 | 37.2002 | 0.025492 | 0.025492 | 0 | 0.025493 | 0.00042488 | 0.042541 | 0.041649 | 0.041649 | 24 | 212 | 0 | 0.0095767 | 0.009531 | 0.009531 | 212 | 104
213 | 3.55 | 0 | 0.025493 | 2.7877e-07 | 37.2002 | 0.025492 | 0.025492 | 0 | 0.025493 | 0.00042488 | 0.042749 | 0.041848 | 0.041848 | 23 | 213 | 0 | 0.0095767 | 0.009531 | 0.009531 | 213 | 104
214 | 3.5667 | 0 | 0.025493 | 2.4655e-07 | 37.2002 | 0.025492 | 0.025492 | 0 | 0.025493 | 0.00042488 | 0.042957 | 0.042047 | 0.042047 | 23 | 214 | 0 | 0.0095767 | 0.009531 | 0.009531 | 214 | 104
215 | 3.5833 | 0 | 0.025493 | 2.1805e-07 | 37.2002 | 0.025492 | 0.025492 | 0 | 0.025493 | 0.00042488 | 0.043165 | 0.042247 | 0.042247 | 23 | 215 | 0 | 0.0095767 | 0.009531 | 0.009531 | 215 | 104
216 | 3.6 | 0 | 0.025493 | 1.9285e-07 | 37.2002 | 0.025492 | 0.025492 | 0 | 0.025493 | 0.00042488 | 0.043373 | 0.042446 | 0.042446 | 23 | 216 | 0 | 0.0095767 | 0.009531 | 0.009531 | 216 | 104
217 | 3.6167 | 0 | 0.025493 | 1.7056e-07 | 37.2002 | 0.025492 | 0.025492 | 0 | 0.025493 | 0.00042488 | 0.043582 | 0.042646 | 0.042646 | 23 | 217 | 0 | 0.0095767 | 0.009531 | 0.009531 | 217 | 104
218 | 3.6333 | 0 | 0.025493 | 1.5084e-07 | 37.2002 | 0.025492 | 0.025492 | 0 | 0.025493 | 0.00042488 | 0.04379 | 0.042845 | 0.042845 | 23 | 218 | 0 | 0.0095767 | 0.009531 | 0.009531 | 218 | 104
219 | 3.65 | 0 | 0.025493 | 1.3341e-07 | 37.2002 | 0.025492 | 0.025492 | 0 | 0.025493 | 0.00042488 | 0.043998 | 0.043044 | 0.043044 | 23 | 219 | 0 | 0.0095767 | 0.009531 | 0.009531 | 219 | 104
220 | 3.6667 | 0 | 0.025493 | 1.1799e-07 | 37.2002 | 0.025492 | 0.025492 | 0 | 0.025493 | 0.00042488 | 0.044206 | 0.043243 | 0.043243 | 23 | 220 | 0 | 0.0095767 | 0.009531 | 0.009531 | 220 | 104
221 | 3.6833 | 0 | 0.025493 | 1.0435e-07 | 37.2002 | 0.025492 | 0.025492 | 0 | 0.025493 | 0.00042488 | 0.044414 | 0.043443 | 0.043443 | 23 | 221 | 0 | 0.0095767 | 0.009531 | 0.009531 | 221 | 104
222 | 3.7 | 0 | 0.025493 | 9.2286e-08 | 37.2002 | 0.025492 | 0.025492 | 0 | 0.025493 | 0.00042488 | 0.044623 | 0.043642 | 0.043642 | 22 | 222 | 0 | 0.0095767 | 0.009531 | 0.009531 | 222 | 104
223 | 3.7167 | 0 | 0.025493 | 8.1619e-08 | 37.2002 | 0.025492 | 0.025492 | 0 | 0.025493 | 0.00042488 | 0.044831 | 0.043841 | 0.043841 | 22 | 223 | 0 | 0.0095767 | 0.009531 | 0.009531 | 223 | 104
224 | 3.7333 | 0 | 0.025493 | 7.2185e-08 | 37.2002 | 0.025492 | 0.025492 | 0 | 0.025493 | 0.00042488 | 0.045039 | 0.04404 | 0.04404 | 22 | 224 | 0 | 0.0095767 | 0.009531 | 0.009531 | 224 | 104
225 | 3.75 | 0 | 0.025493 | 6.3841e-08 | 37.2002 | 0.025492 | 0.025492 | 0 | 0.025493 | 0.00042488 | 0.045247 | 0.044239 | 0.044239 | 22 | 225 | 0 | 0.0095767 | 0.009531 | 0.009531 | 225 | 104
226 | 3.7667 | 0 | 0.025493 | 5.6462e-08 | 37.2002 | 0.025492 | 0.025492 | 0 | 0.025493 | 0.00042488 | 0.045455 | 0.044438 | 0.044438 | 22 | 226 | 0 | 0.0095767 | 0.009531 | 0.009531 | 226 | 104
227 | 3.7833 | 0 | 0.025493 | 4.9935e-08 | 37.2002 | 0.025492 | 0.025492 | 0 | 0.025493 | 0.00042488 | 0.045664 | 0.044637 | 0.044637 | 22 | 227 | 0 | 0.0095767 | 0.009531 | 0.009531 | 227 | 104
228 | 3.8 | 0 | 0.025493 | 4.4163e-08 | 37.2002 | 0.025492 | 0.025492 | 0 | 0.025493 | 0.00042488 | 0.045872 | 0.044836 | 0.044836 | 22 | 228 | 0 | 0.0095767 | 0.009531 | 0.009531 | 228 | 104
229 | 3.8167 | 0 | 0.025493 | 3.9059e-08 | 37.2002 | 0.025492 | 0.025492 | 0 | 0.025493 | 0.00042488 | 0.04608 | 0.045034 | 0.045034 | 22 | 229 | 0 | 0.0095767 | 0.009531 | 0.009531 | 229 | 104
230 | 3.8333 | 0 | 0.025493 | 3.4544e-08 | 37.2002 | 0.025492 | 0.025492 | 0 | 0.025493 | 0.00042488 | 0.046288 | 0.045233 | 0.045233 | 22 | 230 | 0 | 0.0095767 | 0.009531 | 0.009531 | 230 | 104
231 | 3.85 | 0 | 0.025493 | 3.0551e-08 | 37.2002 | 0.025492 | 0.025492 | 0 | 0.025493 | 0.00042488 | 0.046496 | 0.045432 | 0.045432 | 22 | 231 | 0 | 0.0095767 | 0.009531 | 0.009531 | 231 | 104
232 | 3.8667 | 0 | 0.025493 | 2.702e-08 | 37.2002 | 0.025492 | 0.025492 | 0 | 0.025493 | 0.00042488 | 0.046704 | 0.045631 | 0.045631 | 21 | 232 | 0 | 0.0095767 | 0.009531 | 0.009531 | 232 | 104
233 | 3.8833 | 0 | 0.025493 | 2.3896e-08 | 37.2002 | 0.025492 | 0.025492 | 0 | 0.025493 | 0.00042488 | 0.046913 | 0.045829 | 0.045829 | 21 | 233 | 0 | 0.0095767 | 0.009531 | 0.009531 | 233 | 104
234 | 3.9 | 0 | 0.025493 | 2.1134e-08 | 37.2002 | 0.025492 | 0.025492 | 0 | 0.025493 | 0.00042488 | 0.047121 | 0.046028 | 0.046028 | 21 | 234 | 0 | 0.0095767 | 0.009531 | 0.009531 | 234 | 104
235 | 3.9167 | 0 | 0.025493 | 1.8691e-08 | 37.2002 | 0.025492 | 0.025492 | 0 | 0.025493 | 0.00042488 | 0.047329 | 0.046226 | 0.046226 | 21 | 235 | 0 | 0.0095767 | 0.009531 | 0.009531 | 235 | 104
236 | 3.9333 | 0 | 0.025493 | 1.6531e-08 | 37.2002 | 0.025492 | 0.025492 | 0 | 0.025493 | 0.00042488 | 0.047537 | 0.046425 | 0.046425 | 21 | 236 | 0 | 0.0095767 | 0.009531 | 0.009531 | 236 | 104
237 | 3.95 | 0 | 0.025493 | 1.462e-08 | 37.2002 | 0.025492 | 0.025492 | 0 | 0.025493 | 0.00042488 | 0.047745 | 0.046624 | 0.046624 | 21 | 237 | 0 | 0.0095767 | 0.009531 | 0.009531 | 237 | 104
238 | 3.9667 | 0 | 0.025493 | 1.293e-08 | 37.2002 | 0.025492 | 0.025492 | 0 | 0.025493 | 0.00042488 | 0.047954 | 0.046822 | 0.046822 | 21 | 238 | 0 | 0.0095767 | 0.009531 | 0.009531 | 238 | 104
239 | 3.9833 | 0 | 0.025493 | 1.1436e-08 | 37.2002 | 0.025492 | 0.025492 | 0 | 0.025493 | 0.00042488 | 0.048162 | 0.04702 | 0.04702 | 21 | 239 | 0 | 0.0095767 | 0.009531 | 0.009531 | 239 | 104
240 | 4 | 0 | 0.025493 | 1.0114e-08 | 37.2002 | 0.025493 | 0.025493 | 0 | 0.025493 | 0.00042488 | 0.04837 | 0.047219 | 0.047219 | 21 | 240 | 0 | 0.0095767 | 0.009531 | 0.009531 | 240 | 104
241 | 4.0167 | 0 | 0.025493 | 8.9447e-09 | 37.2002 | 0.025493 | 0.025493 | 0 | 0.025493 | 0.00042488 | 0.048578 | 0.047417 | 0.047417 | 21 | 241 | 0 | 0.0095767 | 0.009531 | 0.009531 | 241 | 104
242 | 4.0333 | 0 | 0.025493 | 7.9108e-09 | 37.2002 | 0.025493 | 0.025493 | 0 | 0.025493 | 0.00042488 | 0.048786 | 0.047615 | 0.047615 | 21 | 242 | 0 | 0.0095767 | 0.009531 | 0.009531 | 242 | 104
243 | 4.05 | 0 | 0.025493 | 6.9964e-09 | 37.2002 | 0.025493 | 0.025493 | 0 | 0.025493 | 0.00042488 | 0.048995 | 0.047814 | 0.047814 | 20 | 243 | 0 | 0.0095767 | 0.009531 | 0.009531 | 243 | 104
244 | 4.0667 | 0 | 0.025493 | 6.1877e-09 | 37.2002 | 0.025493 | 0.025493 | 0 | 0.025493 | 0.00042488 | 0.049203 | 0.048012 | 0.048012 | 20 | 244 | 0 | 0.0095767 | 0.009531 | 0.009531 | 244 | 104
245 | 4.0833 | 0 | 0.025493 | 5.4725e-09 | 37.2002 | 0.025493 | 0.025493 | 0 | 0.025493 | 0.00042488 | 0.049411 | 0.04821 | 0.04821 | 20 | 245 | 0 | 0.0095767 | 0.009531 | 0.009531 | 245 | 104
246 | 4.1 | 0 | 0.025493 | 4.8399e-09 | 37.2002 | 0.025493 | 0.025493 | 0 | 0.025493 | 0.00042488 | 0.049619 | 0.048408 | 0.048408 | 20 | 246 | 0 | 0.0095767 | 0.009531 | 0.009531 | 246 | 104
247 | 4.1167 | 0 | 0.025493 | 4.2805e-09 | 37.2002 | 0.025493 | 0.025493 | 0 | 0.025493 | 0.00042488 | 0.049827 | 0.048606 | 0.048606 | 20 | 247 | 0 | 0.0095767 | 0.009531 | 0.009531 | 247 | 104
248 | 4.1333 | 0 | 0.025493 | 3.7857e-09 | 37.2002 | 0.025493 | 0.025493 | 0 | 0.025493 | 0.00042488 | 0.050036 | 0.048804 | 0.048804 | 20 | 248 | 0 | 0.0095767 | 0.009531 | 0.009531 | 248 | 104
249 | 4.15 | 0 | 0.025493 | 3.3481e-09 | 37.2002 | 0.025493 | 0.025493 | 0 | 0.025493 | 0.00042488 | 0.050244 | 0.049002 | 0.049002 | 20 | 249 | 0 | 0.0095767 | 0.009531 | 0.009531 | 249 | 104
250 | 4.1667 | 0 | 0.025493 | 2.9611e-09 | 37.2002 | 0.025493 | 0.025493 | 0 | 0.025493 | 0.00042488 | 0.050452 | 0.0492 | 0.0492 | 20 | 250 | 0 | 0.0095767 | 0.009531 | 0.009531 | 250 | 104
251 | 4.1833 | 0 | 0.025493 | 2.6188e-09 | 37.2002 | 0.025493 | 0.025493 | 0 | 0.025493 | 0.00042488 | 0.05066 | 0.049398 | 0.049398 | 20 | 251 | 0 | 0.0095767 | 0.009531 | 0.009531 | 251 | 104
252 | 4.2 | 0 | 0.025493 | 2.3161e-09 | 37.2002 | 0.025493 | 0.025493 | 0 | 0.025493 | 0.00042488 | 0.050868 | 0.049596 | 0.049596 | 20 | 252 | 0 | 0.0095767 | 0.009531 | 0.009531 | 252 | 104
253 | 4.2167 | 0 | 0.025493 | 2.0484e-09 | 37.2002 | 0.025493 | 0.025493 | 0 | 0.025493 | 0.00042488 | 0.051076 | 0.049794 | 0.049794 | 20 | 253 | 0 | 0.0095767 | 0.009531 | 0.009531 | 253 | 104
254 | 4.2333 | 0 | 0.025493 | 1.8116e-09 | 37.2002 | 0.025493 | 0.025493 | 0 | 0.025493 | 0.00042488 | 0.051285 | 0.049992 | 0.049992 | 20 | 254 | 0 | 0.0095767 | 0.009531 | 0.009531 | 254 | 104
255 | 4.25 | 0 | 0.025493 | 1.6022e-09 | 37.2002 | 0.025493 | 0.025493 | 0 | 0.025493 | 0.00042488 | 0.051493 | 0.05019 | 0.05019 | 19 | 255 | 0 | 0.0095767 | 0.009531 | 0.009531 | 255 | 104
256 | 4.2667 | 0 | 0.025493 | 1.417e-09 | 37.2002 | 0.025493 | 0.025493 | 0 | 0.025493 | 0.00042488 | 0.051701 | 0.050387 | 0.050387 | 19 | 256 | 0 | 0.0095767 | 0.009531 | 0.009531 | 256 | 104
257 | 4.2833 | 0 | 0.025493 | 1.2532e-09 | 37.2002 | 0.025493 | 0.025493 | 0 | 0.025493 | 0.00042488 | 0.051909 | 0.050585 | 0.050585 | 19 | 257 | 0 | 0.0095767 | 0.009531 | 0.009531 | 257 | 104
258 | 4.3 | 0 | 0.025493 | 1.1084e-09 | 37.2002 | 0.025493 | 0.025493 | 0 | 0.025493 | 0.00042488 | 0.052117 | 0.050783 | 0.050783 | 19 | 258 | 0 | 0.0095767 | 0.009531 | 0.009531 | 258 | 104
259 | 4.3167 | 0 | 0.025493 | 9.8026e-10 | 37.2002 | 0.025493 | 0.025493 | 0 | 0.025493 | 0.00042488 | 0.052326 | 0.05098 | 0.05098 | 19 | 259 | 0 | 0.0095767 | 0.009531 | 0.009531 | 259 | 104
260 | 4.3333 | 0 | 0.025493 | 8.6695e-10 | 37.2002 | 0.025493 | 0.025493 | 0 | 0.025493 | 0.00042488 | 0.052534 | 0.051178 | 0.051178 | 19 | 260 | 0 | 0.0095767 | 0.009531 | 0.009531 | 260 | 104
261 | 4.35 | 0 | 0.025493 | 7.6674e-10 | 37.2002 | 0.025493 | 0.025493 | 0 | 0.025493 | 0.00042488 | 0.052742 | 0.051375 | 0.051375 | 19 | 261 | 0 | 0.0095767 | 0.009531 | 0.009531 | 261 | 104
262 | 4.3667 | 0 | 0.025493 | 6.7811e-10 | 37.2002 | 0.025493 | 0.025493 | 0 | 0.025493 | 0.00042488 | 0.05295 | 0.051573 | 0.051573 | 19 | 262 | 0 | 0.0095767 | 0.009531 | 0.009531 | 262 | 104
263 | 4.3833 | 0 | 0.025493 | 5.9973e-10 | 37.2002 | 0.025493 | 0.025493 | 0 | 0.025493 | 0.00042488 | 0.053158 | 0.05177 | 0.05177 | 19 | 263 | 0 | 0.0095767 | 0.009531 | 0.009531 | 263 | 104
264 | 4.4 | 0 | 0.025493 | 5.3041e-10 | 37.2002 | 0.025493 | 0.025493 | 0 | 0.025493 | 0.00042488 | 0.053367 | 0.051968 | 0.051968 | 19 | 264 | 0 | 0.0095767 | 0.009531 | 0.009531 | 264 | 104
265 | 4.4167 | 0 | 0.025493 | 4.691e-10 | 37.2002 | 0.025493 | 0.025493 | 0 | 0.025493 | 0.00042488 | 0.053575 | 0.052165 | 0.052165 | 19 | 265 | 0 | 0.0095767 | 0.009531 | 0.009531 | 265 | 104
266 | 4.4333 | 0 | 0.025493 | 4.1488e-10 | 37.2002 | 0.025493 | 0.025493 | 0 | 0.025493 | 0.00042488 | 0.053783 | 0.052362 | 0.052362 | 19 | 266 | 0 | 0.0095767 | 0.009531 | 0.009531 | 266 | 104
267 | 4.45 | 0 | 0.025493 | 3.6692e-10 | 37.2002 | 0.025493 | 0.025493 | 0 | 0.025493 | 0.00042488 | 0.053991 | 0.052559 | 0.052559 | 19 | 267 | 0 | 0.0095767 | 0.009531 | 0.009531 | 267 | 104
268 | 4.4667 | 0 | 0.025493 | 3.2451e-10 | 37.2002 | 0.025493 | 0.025493 | 0 | 0.025493 | 0.00042488 | 0.054199 | 0.052757 | 0.052757 | 18 | 268 | 0 | 0.0095767 | 0.009531 | 0.009531 | 268 | 104
269 | 4.4833 | 0 | 0.025493 | 2.87e-10 | 37.2002 | 0.025493 | 0.025493 | 0 | 0.025493 | 0.00042488 | 0.054407 | 0.052954 | 0.052954 | 18 | 269 | 0 | 0.0095767 | 0.009531 | 0.009531 | 269 | 104
270 | 4.5 | 0 | 0.025493 | 2.5383e-10 | 37.2002 | 0.025493 | 0.025493 | 0 | 0.025493 | 0.00042488 | 0.054616 | 0.053151 | 0.053151 | 18 | 270 | 0 | 0.0095767 | 0.009531 | 0.009531 | 270 | 104
271 | 4.5167 | 0 | 0.025493 | 2.2449e-10 | 37.2002 | 0.025493 | 0.025493 | 0 | 0.025493 | 0.00042488 | 0.054824 | 0.053348 | 0.053348 | 18 | 271 | 0 | 0.0095767 | 0.009531 | 0.009531 | 271 | 104
272 | 4.5333 | 0 | 0.025493 | 1.9854e-10 | 37.2002 | 0.025493 | 0.025493 | 0 | 0.025493 | 0.00042488 | 0.055032 | 0.053545 | 0.053545 | 18 | 272 | 0 | 0.0095767 | 0.009531 | 0.009531 | 272 | 104
273 | 4.55 | 0 | 0.025493 | 1.7559e-10 | 37.2002 | 0.025493 | 0.025493 | 0 | 0.025493 | 0.00042488 | 0.05524 | 0.053742 | 0.053742 | 18 | 273 | 0 | 0.0095767 | 0.009531 | 0.009531 | 273 | 104
274 | 4.5667 | 0 | 0.025493 | 1.5529e-10 | 37.2002 | 0.025493 | 0.025493 | 0 | 0.025493 | 0.00042488 | 0.055448 | 0.053939 | 0.053939 | 18 | 274 | 0 | 0.0095767 | 0.009531 | 0.009531 | 274 | 104
275 | 4.5833 | 0 | 0.025493 | 1.3734e-10 | 37.2002 | 0.025493 | 0.025493 | 0 | 0.025493 | 0.00042488 | 0.055657 | 0.054136 | 0.054136 | 18 | 275 | 0 | 0.0095767 | 0.009531 | 0.009531 | 275 | 104
276 | 4.6 | 0 | 0.025493 | 1.2147e-10 | 37.2002 | 0.025493 | 0.025493 | 0 | 0.025493 | 0.00042488 | 0.055865 | 0.054333 | 0.054333 | 18 | 276 | 0 | 0.0095767 | 0.009531 | 0.009531 | 276 | 104
277 | 4.6167 | 0 | 0.025493 | 1.0743e-10 | 37.2002 | 0.025493 | 0.025493 | 0 | 0.025493 | 0.00042488 | 0.056073 | 0.05453 | 0.05453 | 18 | 277 | 0 | 0.0095767 | 0.009531 | 0.009531 | 277 | 104
278 | 4.6333 | 0 | 0.025493 | 9.501e-11 | 37.2002 | 0.025493 | 0.025493 | 0 | 0.025493 | 0.00042488 | 0.056281 | 0.054727 | 0.054727 | 18 | 278 | 0 | 0.0095767 | 0.009531 | 0.009531 | 278 | 104
279 | 4.65 | 0 | 0.025493 | 8.4028e-11 | 37.2002 | 0.025493 | 0.025493 | 0 | 0.025493 | 0.00042488 | 0.056489 | 0.054923 | 0.054923 | 18 | 279 | 0 | 0.0095767 | 0.009531 | 0.009531 | 279 | 104
280 | 4.6667 | 0 | 0.025493 | 7.4315e-11 | 37.2002 | 0.025493 | 0.025493 | 0 | 0.025493 | 0.00042488 | 0.056698 | 0.05512 | 0.05512 | 18 | 280 | 0 | 0.0095767 | 0.009531 | 0.009531 | 280 | 104
281 | 4.6833 | 0 | 0.025493 | 6.5725e-11 | 37.2002 | 0.025493 | 0.025493 | 0 | 0.025493 | 0.00042488 | 0.056906 | 0.055317 | 0.055317 | 18 | 281 | 0 | 0.0095767 | 0.009531 | 0.009531 | 281 | 104
282 | 4.7 | 0 | 0.025493 | 5.8128e-11 | 37.2002 | 0.025493 | 0.025493 | 0 | 0.025493 | 0.00042488 | 0.057114 | 0.055514 | 0.055514 | 18 | 282 | 0 | 0.0095767 | 0.009531 | 0.009531 | 282 | 104
283 | 4.7167 | 0 | 0.025493 | 5.1409e-11 | 37.2002 | 0.025493 | 0.025493 | 0 | 0.025493 | 0.00042488 | 0.057322 | 0.05571 | 0.05571 | 17 | 283 | 0 | 0.0095767 | 0.009531 | 0.009531 | 283 | 104
284 | 4.7333 | 0 | 0.025493 | 4.5467e-11 | 37.2002 | 0.025493 | 0.025493 | 0 | 0.025493 | 0.00042488 | 0.05753 | 0.055907 | 0.055907 | 17 | 284 | 0 | 0.0095767 | 0.009531 | 0.009531 | 284 | 104
285 | 4.75 | 0 | 0.025493 | 4.0211e-11 | 37.2002 | 0.025493 | 0.025493 | 0 | 0.025493 | 0.00042488 | 0.057738 | 0.056103 | 0.056103 | 17 | 285 | 0 | 0.0095767 | 0.009531 | 0.009531 | 285 | 104
286 | 4.7667 | 0 | 0.025493 | 3.5563e-11 | 37.2002 | 0.025493 | 0.025493 | 0 | 0.025493 | 0.00042488 | 0.057947 | 0.0563 | 0.0563 | 17 | 286 | 0 | 0.0095767 | 0.009531 | 0.009531 | 286 | 104
287 | 4.7833 | 0 | 0.025493 | 3.1453e-11 | 37.2002 | 0.025493 | 0.025493 | 0 | 0.025493 | 0.00042488 | 0.058155 | 0.056496 | 0.056496 | 17 | 287 | 0 | 0.0095767 | 0.009531 | 0.009531 | 287 | 104
288 | 4.8 | 0 | 0.025493 | 2.7817e-11 | 37.2002 | 0.025493 | 0.025493 | 0 | 0.025493 | 0.00042488 | 0.058363 | 0.056693 | 0.056693 | 17 | 288 | 0 | 0.0095767 | 0.009531 | 0.009531 | 288 | 104
289 | 4.8167 | 0 | 0.025493 | 2.4602e-11 | 37.2002 | 0.025493 | 0.025493 | 0 | 0.025493 | 0.00042488 | 0.058571 | 0.056889 | 0.056889 | 17 | 289 | 0 | 0.0095767 | 0.009531 | 0.009531 | 289 | 104
290 | 4.8333 | 0 | 0.025493 | 2.1758e-11 | 37.2002 | 0.025493 | 0.025493 | 0 | 0.025493 | 0.00042488 | 0.058779 | 0.057085 | 0.057085 | 17 | 290 | 0 | 0.0095767 | 0.009531 | 0.009531 | 290 | 104
291 | 4.85 | 0 | 0.025493 | 1.9243e-11 | 37.2002 | 0.025493 | 0.025493 | 0 | 0.025493 | 0.00042488 | 0.058988 | 0.057282 | 0.057282 | 17 | 291 | 0 | 0.0095767 | 0.009531 | 0.009531 | 291 | 104
292 | 4.8667 | 0 | 0.025493 | 1.7019e-11 | 37.2002 | 0.025493 | 0.025493 | 0 | 0.025493 | 0.00042488 | 0.059196 | 0.057478 | 0.057478 | 17 | 292 | 0 | 0.0095767 | 0.009531 | 0.009531 | 292 | 104
293 | 4.8833 | 0 | 0.025493 | 1.5052e-11 | 37.2002 | 0.025493 | 0.025493 | 0 | 0.025493 | 0.00042488 | 0.059404 | 0.057674 | 0.057674 | 17 | 293 | 0 | 0.0095767 | 0.009531 | 0.009531 | 293 | 104
294 | 4.9 | 0 | 0.025493 | 1.3312e-11 | 37.2002 | 0.025493 | 0.025493 | 0 | 0.025493 | 0.00042488 | 0.059612 | 0.05787 | 0.05787 | 17 | 294 | 0 | 0.0095767 | 0.009531 | 0.009531 | 294 | 104
295 | 4.9167 | 0 | 0.025493 | 1.1773e-11 | 37.2002 | 0.025493 | 0.025493 | 0 | 0.025493 | 0.00042488 | 0.05982 | 0.058066 | 0.058066 | 17 | 295 | 0 | 0.0095767 | 0.009531 | 0.009531 | 295 | 104
296 | 4.9333 | 0 | 0.025493 | 1.0412e-11 | 37.2002 | 0.025493 | 0.025493 | 0 | 0.025493 | 0.00042488 | 0.060029 | 0.058262 | 0.058262 | 17 | 296 | 0 | 0.0095767 | 0.009531 | 0.009531 | 296 | 104
297 | 4.95 | 0 | 0.025493 | 9.2087e-12 | 37.2002 | 0.025493 | 0.025493 | 0 | 0.025493 | 0.00042488 | 0.060237 | 0.058458 | 0.058458 | 17 | 297 | 0 | 0.0095767 | 0.009531 | 0.009531 | 297 | 104
298 | 4.9667 | 0 | 0.025493 | 8.1443e-12 | 37.2002 | 0.025493 | 0.025493 | 0 | 0.025493 | 0.00042488 | 0.060445 | 0.058654 | 0.058654 | 17 | 298 | 0 | 0.0095767 | 0.009531 | 0.009531 | 298 | 104
299 | 4.9833 | 0 | 0.025493 | 7.2029e-12 | 37.2002 | 0.025493 | 0.025493 | 0 | 0.025493 | 0.00042488 | 0.060653 | 0.05885 | 0.05885 | 16 | 299 | 0 | 0.0095767 | 0.009531 | 0.009531 | 299 | 104
300 | 5 | 0 | 0.025493 | 6.3703e-12 | 37.2002 | 0.025493 | 0.025493 | 0 | 0.025493 | 0.00042488 | 0.060861 | 0.059046 | 0.059046 | 16 | 300 | 0 | 0.0095767 | 0.009531 | 0.009531 | 300 | 104
301 | 5.0167 | 0 | 0.025493 | 5.634e-12 | 37.2002 | 0.025493 | 0.025493 | 0 | 0.025493 | 0.00042488 | 0.06107 | 0.059242 | 0.059242 | 16 | 301 | 0 | 0.0095767 | 0.009531 | 0.009531 | 301 | 104
302 | 5.0333 | 0 | 0.025493 | 4.9828e-12 | 37.2002 | 0.025493 | 0.025493 | 0 | 0.025493 | 0.00042488 | 0.061278 | 0.059438 | 0.059438 | 16 | 302 | 0 | 0.0095767 | 0.009531 | 0.009531 | 302 | 104
303 | 5.05 | 0 | 0.025493 | 4.4068e-12 | 37.2002 | 0.025493 | 0.025493 | 0 | 0.025493 | 0.00042488 | 0.061486 | 0.059634 | 0.059634 | 16 | 303 | 0 | 0.0095767 | 0.009531 | 0.009531 | 303 | 104
304 | 5.0667 | 0 | 0.025493 | 3.8974e-12 | 37.2002 | 0.025493 | 0.025493 | 0 | 0.025493 | 0.00042488 | 0.061694 | 0.05983 | 0.05983 | 16 | 304 | 0 | 0.0095767 | 0.009531 | 0.009531 | 304 | 104
305 | 5.0833 | 0 | 0.025493 | 3.4469e-12 | 37.2002 | 0.025493 | 0.025493 | 0 | 0.025493 | 0.00042488 | 0.061902 | 0.060025 | 0.060025 | 16 | 305 | 0 | 0.0095767 | 0.009531 | 0.009531 | 305 | 104
306 | 5.1 | 0 | 0.025493 | 3.0485e-12 | 37.2002 | 0.025493 | 0.025493 | 0 | 0.025493 | 0.00042488 | 0.06211 | 0.060221 | 0.060221 | 16 | 306 | 0 | 0.0095767 | 0.009531 | 0.009531 | 306 | 104
307 | 5.1167 | 0 | 0.025493 | 2.6961e-12 | 37.2002 | 0.025493 | 0.025493 | 0 | 0.025493 | 0.00042488 | 0.062319 | 0.060417 | 0.060417 | 16 | 307 | 0 | 0.0095767 | 0.009531 | 0.009531 | 307 | 104
308 | 5.1333 | 0 | 0.025493 | 2.3845e-12 | 37.2002 | 0.025493 | 0.025493 | 0 | 0.025493 | 0.00042488 | 0.062527 | 0.060612 | 0.060612 | 16 | 308 | 0 | 0.0095767 | 0.009531 | 0.009531 | 308 | 104
309 | 5.15 | 0 | 0.025493 | 2.1089e-12 | 37.2002 | 0.025493 | 0.025493 | 0 | 0.025493 | 0.00042488 | 0.062735 | 0.060808 | 0.060808 | 16 | 309 | 0 | 0.0095767 | 0.009531 | 0.009531 | 309 | 104
310 | 5.1667 | 0 | 0.025493 | 1.8651e-12 | 37.2002 | 0.025493 | 0.025493 | 0 | 0.025493 | 0.00042488 | 0.062943 | 0.061003 | 0.061003 | 16 | 310 | 0 | 0.0095767 | 0.009531 | 0.009531 | 310 | 104
311 | 5.1833 | 0 | 0.025493 | 1.6495e-12 | 37.2002 | 0.025493 | 0.025493 | 0 | 0.025493 | 0.00042488 | 0.063151 | 0.061199 | 0.061199 | 16 | 311 | 0 | 0.0095767 | 0.009531 | 0.009531 | 311 | 104
312 | 5.2 | 0 | 0.025493 | 1.4589e-12 | 37.2002 | 0.025493 | 0.025493 | 0 | 0.025493 | 0.00042488 | 0.06336 | 0.061394 | 0.061394 | 16 | 312 | 0 | 0.0095767 | 0.009531 | 0.009531 | 312 | 104
313 | 5.2167 | 0 | 0.025493 | 1.2902e-12 | 37.2002 | 0.025493 | 0.025493 | 0 | 0.025493 | 0.00042488 | 0.063568 | 0.061589 | 0.061589 | 16 | 313 | 0 | 0.0095767 | 0.009531 | 0.009531 | 313 | 104
314 | 5.2333 | 0 | 0.025493 | 1.1411e-12 | 37.2002 | 0.025493 | 0.025493 | 0 | 0.025493 | 0.00042488 | 0.063776 | 0.061785 | 0.061785 | 16 | 314 | 0 | 0.0095767 | 0.009531 | 0.009531 | 314 | 104
315 | 5.25 | 0 | 0.025493 | 1.0092e-12 | 37.2002 | 0.025493 | 0.025493 | 0 | 0.025493 | 0.00042488 | 0.063984 | 0.06198 | 0.06198 | 16 | 315 | 0 | 0.0095767 | 0.009531 | 0.009531 | 315 | 104
316 | 5.2667 | 0 | 0.025493 | 8.9254e-13 | 37.2002 | 0.025493 | 0.025493 | 0 | 0.025493 | 0.00042488 | 0.064192 | 0.062175 | 0.062175 | 16 | 316 | 0 | 0.0095767 | 0.009531 | 0.009531 | 316 | 104
317 | 5.2833 | 0 | 0.025493 | 7.8937e-13 | 37.2002 | 0.025493 | 0.025493 | 0 | 0.025493 | 0.00042488 | 0.064401 | 0.062371 | 0.062371 | 16 | 317 | 0 | 0.0095767 | 0.009531 | 0.009531 | 317 | 104
318 | 5.3 | 0 | 0.025493 | 6.9813e-13 | 37.2002 | 0.025493 | 0.025493 | 0 | 0.025493 | 0.00042488 | 0.064609 | 0.062566 | 0.062566 | 15 | 318 | 0 | 0.0095767 | 0.009531 | 0.009531 | 318 | 104
319 | 5.3167 | 0 | 0.025493 | 6.1743e-13 | 37.2002 | 0.025493 | 0.025493 | 0 | 0.025493 | 0.00042488 | 0.064817 | 0.062761 | 0.062761 | 15 | 319 | 0 | 0.0095767 | 0.009531 | 0.009531 | 319 | 104
320 | 5.3333 | 0 | 0.025493 | 5.4607e-13 | 37.2002 | 0.025493 | 0.025493 | 0 | 0.025493 | 0.00042488 | 0.065025 | 0.062956 | 0.062956 | 15 | 320 | 0 | 0.0095767 | 0.009531 | 0.009531 | 320 | 104
321 | 5.35 | 0 | 0.025493 | 4.8295e-13 | 37.2002 | 0.025493 | 0.025493 | 0 | 0.025493 | 0.00042488 | 0.065233 | 0.063151 | 0.063151 | 15 | 321 | 0 | 0.0095767 | 0.009531 | 0.009531 | 321 | 104
322 | 5.3667 | 0 | 0.025493 | 4.2712e-13 | 37.2002 | 0.025493 | 0.025493 | 0 | 0.025493 | 0.00042488 | 0.065441 | 0.063346 | 0.063346 | 15 | 322 | 0 | 0.0095767 | 0.009531 | 0.009531 | 322 | 104
323 | 5.3833 | 0 | 0.025493 | 3.7775e-13 | 37.2002 | 0.025493 | 0.025493 | 0 | 0.025493 | 0.00042488 | 0.06565 | 0.063541 | 0.063541 | 15 | 323 | 0 | 0.0095767 | 0.009531 | 0.009531 | 323 | 104
324 | 5.4 | 0 | 0.025493 | 3.3409e-13 | 37.2002 | 0.025493 | 0.025493 | 0 | 0.025493 | 0.00042488 | 0.065858 | 0.063736 | 0.063736 | 15 | 324 | 0 | 0.0095767 | 0.009531 | 0.009531 | 324 | 104
325 | 5.4167 | 0 | 0.025493 | 2.9547e-13 | 37.2002 | 0.025493 | 0.025493 | 0 | 0.025493 | 0.00042488 | 0.066066 | 0.063931 | 0.063931 | 15 | 325 | 0 | 0.0095767 | 0.009531 | 0.009531 | 325 | 104
326 | 5.4333 | 0 | 0.025493 | 2.6132e-13 | 37.2002 | 0.025493 | 0.025493 | 0 | 0.025493 | 0.00042488 | 0.066274 | 0.064126 | 0.064126 | 15 | 326 | 0 | 0.0095767 | 0.009531 | 0.009531 | 326 | 104
327 | 5.45 | 0 | 0.025493 | 2.3111e-13 | 37.2002 | 0.025493 | 0.025493 | 0 | 0.025493 | 0.00042488 | 0.066482 | 0.064321 | 0.064321 | 15 | 327 | 0 | 0.0095767 | 0.009531 | 0.009531 | 327 | 104
328 | 5.4667 | 0 | 0.025493 | 2.044e-13 | 37.2002 | 0.025493 | 0.025493 | 0 | 0.025493 | 0.00042488 | 0.066691 | 0.064515 | 0.064515 | 15 | 328 | 0 | 0.0095767 | 0.009531 | 0.009531 | 328 | 104
329 | 5.4833 | 0 | 0.025493 | 1.8077e-13 | 37.2002 | 0.025493 | 0.025493 | 0 | 0.025493 | 0.00042488 | 0.066899 | 0.06471 | 0.06471 | 15 | 329 | 0 | 0.0095767 | 0.009531 | 0.009531 | 329 | 104
330 | 5.5 | 0 | 0.025493 | 1.5988e-13 | 37.2002 | 0.025493 | 0.025493 | 0 | 0.025493 | 0.00042488 | 0.067107 | 0.064905 | 0.064905 | 15 | 330 | 0 | 0.0095767 | 0.009531 | 0.009531 | 330 | 104
331 | 5.5167 | 0 | 0.025493 | 1.414e-13 | 0 | 0.025493 | 0.022546 | 0 | 0.022546 | 0.00037576 | 0.067291 | 0.065077 | 0.065077 | 15 | 331 | 0 | 0.0095767 | 0.009531 | 0.009531 | 331 | 104
332 | 5.5333 | 0 | 0.025493 | 1.2505e-13 | 0 | 0.025493 | 0.01994 | 0 | 0.01994 | 0.00033233 | 0.067454 | 0.065229 | 0.065229 | 15 | 332 | 0 | 0.0095767 | 0.009531 | 0.009531 | 332 | 104
333 | 5.55 | 0 | 0.025493 | 1.106e-13 | 0 | 0.025493 | 0.017635 | 0 | 0.017635 | 0.00029392 | 0.067598 | 0.065364 | 0.065364 | 15 | 333 | 0 | 0.0095767 | 0.009531 | 0.009531 | 333 | 104
334 | 5.5667 | 0 | 0.025493 | 9.7814e-14 | 0 | 0.025493 | 0.015597 | 0 | 0.015597 | 0.00025994 | 0.067725 | 0.065483 | 0.065483 | 15 | 334 | 0 | 0.0095767 | 0.009531 | 0.009531 | 334 | 104
335 | 5.5833 | 0 | 0.025493 | 8.6508e-14 | 0 | 0.025493 | 0.013794 | 0 | 0.013794 | 0.0002299 | 0.067838 | 0.065588 | 0.065588 | 15 | 335 | 0 | 0.0095767 | 0.009531 | 0.009531 | 335 | 104
336 | 5.6 | 0 | 0.025493 | 7.6509e-14 | 0 | 0.025493 | 0.012199 | 0 | 0.012199 | 0.00020332 | 0.067938 | 0.065681 | 0.065681 | 15 | 336 | 0 | 0.0095767 | 0.009531 | 0.009531 | 336 | 104
337 | 5.6167 | 0 | 0.025493 | 6.7665e-14 | 0 | 0.025493 | 0.010789 | 0 | 0.010789 | 0.00017982 | 0.068026 | 0.065764 | 0.065764 | 15 | 337 | 0 | 0.0095767 | 0.009531 | 0.009531 | 337 | 104
338 | 5.6333 | 0 | 0.025493 | 5.9844e-14 | 0 | 0.025493 | 0.0095421 | 0 | 0.0095421 | 0.00015904 | 0.068104 | 0.065836 | 0.065836 | 15 | 338 | 0 | 0.0095767 | 0.009531 | 0.009531 | 338 | 104
339 | 5.65 | 0 | 0.025493 | 5.2927e-14 | 0 | 0.025493 | 0.0084392 | 0 | 0.0084392 | 0.00014065 | 0.068173 | 0.065901 | 0.065901 | 15 | 339 | 0 | 0.0095767 | 0.009531 | 0.009531 | 339 | 104
340 | 5.6667 | 0 | 0.025493 | 4.6809e-14 | 0 | 0.025493 | 0.0074637 | 0 | 0.0074637 | 0.0001244 | 0.068234 | 0.065958 | 0.065958 | 15 | 340 | 0 | 0.0095767 | 0.009531 | 0.009531 | 340 | 104
341 | 5.6833 | 0 | 0.025493 | 4.1398e-14 | 0 | 0.025493 | 0.006601 | 0 | 0.006601 | 0.00011002 | 0.068287 | 0.066008 | 0.066008 | 15 | 341 | 0 | 0.0095767 | 0.009531 | 0.009531 | 341 | 104
342 | 5.7 | 0 | 0.025493 | 3.6613e-14 | 0 | 0.025493 | 0.005838 | 0 | 0.005838 | 9.73e-05 | 0.068335 | 0.066053 | 0.066053 | 15 | 342 | 0 | 0.0095767 | 0.009531 | 0.009531 | 342 | 104
343 | 5.7167 | 0 | 0.025493 | 3.2381e-14 | 0 | 0.025493 | 0.0051632 | 0 | 0.0051632 | 8.6053e-05 | 0.068377 | 0.066092 | 0.066092 | 15 | 343 | 0 | 0.0095767 | 0.009531 | 0.009531 | 343 | 104
344 | 5.7333 | 0 | 0.025493 | 2.8638e-14 | 0 | 0.025493 | 0.0045664 | 0 | 0.0045664 | 7.6106e-05 | 0.068415 | 0.066127 | 0.066127 | 15 | 344 | 0 | 0.0095767 | 0.009531 | 0.009531 | 344 | 104
345 | 5.75 | 0 | 0.025493 | 2.5328e-14 | 0 | 0.025493 | 0.0040385 | 0 | 0.0040385 | 6.7309e-05 | 0.068448 | 0.066158 | 0.066158 | 15 | 345 | 0 | 0.0095767 | 0.009531 | 0.009531 | 345 | 104
346 | 5.7667 | 0 | 0.025493 | 2.24e-14 | 0 | 0.025493 | 0.0035717 | 0 | 0.0035717 | 5.9529e-05 | 0.068477 | 0.066185 | 0.066185 | 15 | 346 | 0 | 0.0095767 | 0.009531 | 0.009531 | 346 | 104
347 | 5.7833 | 0 | 0.025493 | 1.9811e-14 | 0 | 0.025493 | 0.0031589 | 0 | 0.0031589 | 5.2648e-05 | 0.068503 | 0.066209 | 0.066209 | 15 | 347 | 0 | 0.0095767 | 0.009531 | 0.009531 | 347 | 104
348 | 5.8 | 0 | 0.025493 | 1.7521e-14 | 0 | 0.025493 | 0.0027937 | 0 | 0.0027937 | 4.6562e-05 | 0.068525 | 0.06623 | 0.06623 | 15 | 348 | 0 | 0.0095767 | 0.009531 | 0.009531 | 348 | 104
349 | 5.8167 | 0 | 0.025493 | 1.5496e-14 | 0 | 0.025493 | 0.0024708 | 0 | 0.0024708 | 4.118e-05 | 0.068546 | 0.066249 | 0.066249 | 15 | 349 | 0 | 0.0095767 | 0.009531 | 0.009531 | 349 | 104
350 | 5.8333 | 0 | 0.025493 | 1.3705e-14 | 0 | 0.025493 | 0.0021852 | 0 | 0.0021852 | 3.642e-05 | 0.068563 | 0.066266 | 0.066266 | 15 | 350 | 0 | 0.0095767 | 0.009531 | 0.009531 | 350 | 104
351 | 5.85 | 0 | 0.025493 | 1.2121e-14 | 0 | 0.025493 | 0.0019326 | 0 | 0.0019326 | 3.2211e-05 | 0.068579 | 0.06628 | 0.06628 | 15 | 351 | 0 | 0.0095767 | 0.009531 | 0.009531 | 351 | 104
352 | 5.8667 | 0 | 0.025493 | 1.072e-14 | 0 | 0.025493 | 0.0017092 | 0 | 0.0017092 | 2.8487e-05 | 0.068593 | 0.066293 | 0.066293 | 15 | 352 | 0 | 0.0095767 | 0.009531 | 0.009531 | 352 | 104
353 | 5.8833 | 0 | 0.025493 | 9.4805e-15 | 0 | 0.025493 | 0.0015117 | 0 | 0.0015117 | 2.5195e-05 | 0.068605 | 0.066305 | 0.066305 | 15 | 353 | 0 | 0.0095767 | 0.009531 | 0.009531 | 353 | 104
354 | 5.9 | 0 | 0.025493 | 8.3847e-15 | 0 | 0.025493 | 0.0013369 | 0 | 0.0013369 | 2.2282e-05 | 0.068616 | 0.066315 | 0.066315 | 15 | 354 | 0 | 0.0095767 | 0.009531 | 0.009531 | 354 | 104
355 | 5.9167 | 0 | 0.025493 | 7.4155e-15 | 0 | 0.025493 | 0.0011824 | 0 | 0.0011824 | 1.9707e-05 | 0.068626 | 0.066324 | 0.066324 | 15 | 355 | 0 | 0.0095767 | 0.009531 | 0.009531 | 355 | 104
356 | 5.9333 | 0 | 0.025493 | 6.5583e-15 | 0 | 0.025493 | 0.0010457 | 0 | 0.0010457 | 1.7429e-05 | 0.068635 | 0.066332 | 0.066332 | 15 | 356 | 0 | 0.0095767 | 0.009531 | 0.009531 | 356 | 104
357 | 5.95 | 0 | 0.025493 | 5.8003e-15 | 0 | 0.025493 | 0.00092486 | 0 | 0.00092486 | 1.5414e-05 | 0.068642 | 0.066339 | 0.066339 | 15 | 357 | 0 | 0.0095767 | 0.009531 | 0.009531 | 357 | 104
358 | 5.9667 | 0 | 0.025493 | 5.1298e-15 | 0 | 0.025493 | 0.00081795 | 0 | 0.00081795 | 1.3633e-05 | 0.068649 | 0.066345 | 0.066345 | 15 | 358 | 0 | 0.0095767 | 0.009531 | 0.009531 | 358 | 104
359 | 5.9833 | 0 | 0.025493 | 4.5369e-15 | 0 | 0.025493 | 0.00072341 | 0 | 0.00072341 | 1.2057e-05 | 0.068655 | 0.066351 | 0.066351 | 15 | 359 | 0 | 0.0095767 | 0.009531 | 0.009531 | 359 | 104
360 | 6 | 0 | 0.025493 | 4.0125e-15 | 0 | 0.025493 | 0.00063979 | 0 | 0.00063979 | 1.0663e-05 | 0.06866 | 0.066356 | 0.066356 | 15 | 360 | 0 | 0.0095767 | 0.009531 | 0.009531 | 360 | 104
361 | 6.0167 | 0 | 0.025493 | 3.5487e-15 | 0 | 0.025493 | 0.00056584 | 0 | 0.00056584 | 9.4306e-06 | 0.068665 | 0.06636 | 0.06636 | 15 | 361 | 0 | 0.0095767 | 0.009531 | 0.009531 | 361 | 104
362 | 6.0333 | 0 | 0.025493 | 3.1385e-15 | 0 | 0.025493 | 0.00050043 | 0 | 0.00050043 | 8.3405e-06 | 0.068669 | 0.066364 | 0.066364 | 15 | 362 | 0 | 0.0095767 | 0.009531 | 0.009531 | 362 | 104
363 | 6.05 | 0 | 0.025493 | 2.7757e-15 | 0 | 0.025493 | 0.00044259 | 0 | 0.00044259 | 7.3765e-06 | 0.068672 | 0.066367 | 0.066367 | 15 | 363 | 0 | 0.0095767 | 0.009531 | 0.009531 | 363 | 104
364 | 6.0667 | 0 | 0.025493 | 2.4549e-15 | 0 | 0.025493 | 0.00039143 | 0 | 0.00039143 | 6.5238e-06 | 0.068675 | 0.06637 | 0.06637 | 15 | 364 | 0 | 0.0095767 | 0.009531 | 0.009531 | 364 | 104
365 | 6.0833 | 0 | 0.025493 | 2.1711e-15 | 0 | 0.025493 | 0.00034619 | 0 | 0.00034619 | 5.7698e-06 | 0.068678 | 0.066373 | 0.066373 | 15 | 365 | 0 | 0.0095767 | 0.009531 | 0.009531 | 365 | 104
366 | 6.1 | 0 | 0.025493 | 1.9202e-15 | 0 | 0.025493 | 0.00030617 | 0 | 0.00030617 | 5.1028e-06 | 0.068681 | 0.066375 | 0.066375 | 15 | 366 | 0 | 0.0095767 | 0.009531 | 0.009531 | 366 | 104
367 | 6.1167 | 0 | 0.025493 | 1.6982e-15 | 0 | 0.025493 | 0.00027078 | 0 | 0.00027078 | 4.513e-06 | 0.068683 | 0.066377 | 0.066377 | 15 | 367 | 0 | 0.0095767 | 0.009531 | 0.009531 | 367 | 104
368 | 6.1333 | 0 | 0.025493 | 1.5019e-15 | 0 | 0.025493 | 0.00023948 | 0 | 0.00023948 | 3.9913e-06 | 0.068685 | 0.066379 | 0.066379 | 15 | 368 | 0 | 0.0095767 | 0.009531 | 0.009531 | 368 | 104
369 | 6.15 | 0 | 0.025493 | 1.3283e-15 | 0 | 0.025493 | 0.0002118 | 0 | 0.0002118 | 3.53e-06 | 0.068687 | 0.066381 | 0.066381 | 15 | 369 | 0 | 0.0095767 | 0.009531 | 0.009531 | 369 | 104
370 | 6.1667 | 0 | 0.025493 | 1.1748e-15 | 0 | 0.025493 | 0.00018732 | 0 | 0.00018732 | 3.122e-06 | 0.068688 | 0.066382 | 0.066382 | 15 | 370 | 0 | 0.0095767 | 0.009531 | 0.009531 | 370 | 104
371 | 6.1833 | 0 | 0.025493 | 1.039e-15 | 0 | 0.025493 | 0.00016567 | 0 | 0.00016567 | 2.7611e-06 | 0.06869 | 0.066384 | 0.066384 | 15 | 371 | 0 | 0.0095767 | 0.009531 | 0.009531 | 371 | 104
372 | 6.2 | 0 | 0.025493 | 9.1888e-16 | 0 | 0.025493 | 0.00014652 | 0 | 0.00014652 | 2.4419e-06 | 0.068691 | 0.066385 | 0.066385 | 15 | 372 | 0 | 0.0095767 | 0.009531 | 0.009531 | 372 | 104
373 | 6.2167 | 0 | 0.025493 | 8.1267e-16 | 0 | 0.025493 | 0.00012958 | 0 | 0.00012958 | 2.1597e-06 | 0.068692 | 0.066386 | 0.066386 | 15 | 373 | 0 | 0.0095767 | 0.009531 | 0.009531 | 373 | 104
374 | 6.2333 | 0 | 0.025493 | 7.1874e-16 | 0 | 0.025493 | 0.0001146 | 0 | 0.0001146 | 1.91e-06 | 0.068693 | 0.066387 | 0.066387 | 15 | 374 | 0 | 0.0095767 | 0.009531 | 0.009531 | 374 | 104
375 | 6.25 | 0 | 0.025493 | 6.3566e-16 | 0 | 0.025493 | 0.00010136 | 0 | 0.00010136 | 1.6893e-06 | 0.068694 | 0.066387 | 0.066387 | 15 | 375 | 0 | 0.0095767 | 0.009531 | 0.009531 | 375 | 104
376 | 6.2667 | 0 | 0.025493 | 5.6218e-16 | 0 | 0.025493 | 8.964e-05 | 0 | 8.964e-05 | 1.494e-06 | 0.068694 | 0.066388 | 0.066388 | 15 | 376 | 0 | 0.0095767 | 0.009531 | 0.009531 | 376 | 104
377 | 6.2833 | 0 | 0.025493 | 4.972e-16 | 0 | 0.025493 | 7.9279e-05 | 0 | 7.9279e-05 | 1.3213e-06 | 0.068695 | 0.066389 | 0.066389 | 15 | 377 | 0 | 0.0095767 | 0.009531 | 0.009531 | 377 | 104
378 | 6.3 | 0 | 0.025493 | 4.3973e-16 | 0 | 0.025493 | 7.0115e-05 | 0 | 7.0115e-05 | 1.1686e-06 | 0.068696 | 0.066389 | 0.066389 | 15 | 378 | 0 | 0.0095767 | 0.009531 | 0.009531 | 378 | 104
379 | 6.3167 | 0 | 0.025493 | 3.889e-16 | 0 | 0.025493 | 6.2011e-05 | 0 | 6.2011e-05 | 1.0335e-06 | 0.068696 | 0.06639 | 0.06639 | 15 | 379 | 0 | 0.0095767 | 0.009531 | 0.009531 | 379 | 104
380 | 6.3333 | 0 | 0.025493 | 3.4395e-16 | 0 | 0.025493 | 5.4843e-05 | 0 | 5.4843e-05 | 9.1405e-07 | 0.068696 | 0.06639 | 0.06639 | 15 | 380 | 0 | 0.0095767 | 0.009531 | 0.009531 | 380 | 104
381 | 6.35 | 0 | 0.025493 | 3.0419e-16 | 0 | 0.025493 | 4.8504e-05 | 0 | 4.8504e-05 | 8.0839e-07 | 0.068697 | 0.06639 | 0.06639 | 15 | 381 | 0 | 0.0095767 | 0.009531 | 0.009531 | 381 | 104
382 | 6.3667 | 0 | 0.025493 | 2.6903e-16 | 0 | 0.025493 | 4.2897e-05 | 0 | 4.2897e-05 | 7.1495e-07 | 0.068697 | 0.066391 | 0.066391 | 15 | 382 | 0 | 0.0095767 | 0.009531 | 0.009531 | 382 | 104
383 | 6.3833 | 0 | 0.025493 | 2.3793e-16 | 0 | 0.025493 | 3.7939e-05 | 0 | 3.7939e-05 | 6.3231e-07 | 0.068698 | 0.066391 | 0.066391 | 15 | 383 | 0 | 0.0095767 | 0.009531 | 0.009531 | 383 | 104
384 | 6.4 | 0 | 0.025493 | 2.1043e-16 | 0 | 0.025493 | 3.3553e-05 | 0 | 3.3553e-05 | 5.5922e-07 | 0.068698 | 0.066391 | 0.066391 | 15 | 384 | 0 | 0.0095767 | 0.009531 | 0.009531 | 384 | 104
385 | 6.4167 | 0 | 0.025493 | 1.8611e-16 | 0 | 0.025493 | 2.9675e-05 | 0 | 2.9675e-05 | 4.9458e-07 | 0.068698 | 0.066391 | 0.066391 | 15 | 385 | 0 | 0.0095767 | 0.009531 | 0.009531 | 385 | 104
386 | 6.4333 | 0 | 0.025493 | 1.646e-16 | 0 | 0.025493 | 2.6245e-05 | 0 | 2.6245e-05 | 4.3742e-07 | 0.068698 | 0.066392 | 0.066392 | 15 | 386 | 0 | 0.0095767 | 0.009531 | 0.009531 | 386 | 104
387 | 6.45 | 0 | 0.025493 | 1.4557e-16 | 0 | 0.025493 | 2.3211e-05 | 0 | 2.3211e-05 | 3.8686e-07 | 0.068698 | 0.066392 | 0.066392 | 15 | 387 | 0 | 0.0095767 | 0.009531 | 0.009531 | 387 | 104
388 | 6.4667 | 0 | 0.025493 | 1.2874e-16 | 0 | 0.025493 | 2.0528e-05 | 0 | 2.0528e-05 | 3.4214e-07 | 0.068699 | 0.066392 | 0.066392 | 15 | 388 | 0 | 0.0095767 | 0.009531 | 0.009531 | 388 | 104
389 | 6.4833 | 0 | 0.025493 | 1.1386e-16 | 0 | 0.025493 | 1.8155e-05 | 0 | 1.8155e-05 | 3.0259e-07 | 0.068699 | 0.066392 | 0.066392 | 15 | 389 | 0 | 0.0095767 | 0.009531 | 0.009531 | 389 | 104
390 | 6.5 | 0 | 0.025493 | 1.007e-16 | 0 | 0.025493 | 1.6057e-05 | 0 | 1.6057e-05 | 2.6762e-07 | 0.068699 | 0.066392 | 0.066392 | 15 | 390 | 0 | 0.0095767 | 0.009531 | 0.009531 | 390 | 104
391 | 6.5167 | 0 | 0.025493 | 8.9062e-17 | 0 | 0.025493 | 1.4201e-05 | 0 | 1.4201e-05 | 2.3668e-07 | 0.068699 | 0.066392 | 0.066392 | 15 | 391 | 0 | 0.0095767 | 0.009531 | 0.009531 | 391 | 104
392 | 6.5333 | 0 | 0.025493 | 7.8767e-17 | 0 | 0.025493 | 1.2559e-05 | 0 | 1.2559e-05 | 2.0932e-07 | 0.068699 | 0.066392 | 0.066392 | 15 | 392 | 0 | 0.0095767 | 0.009531 | 0.009531 | 392 | 104
393 | 6.55 | 0 | 0.025493 | 6.9662e-17 | 0 | 0.025493 | 1.1108e-05 | 0 | 1.1108e-05 | 1.8513e-07 | 0.068699 | 0.066393 | 0.066393 | 15 | 393 | 0 | 0.0095767 | 0.009531 | 0.009531 | 393 | 104
394 | 6.5667 | 0 | 0.025493 | 6.161e-17 | 0 | 0.025493 | 9.8238e-06 | 0 | 9.8238e-06 | 1.6373e-07 | 0.068699 | 0.066393 | 0.066393 | 15 | 394 | 0 | 0.0095767 | 0.009531 | 0.009531 | 394 | 104
395 | 6.5833 | 0 | 0.025493 | 5.4489e-17 | 0 | 0.025493 | 8.6883e-06 | 0 | 8.6883e-06 | 1.448e-07 | 0.068699 | 0.066393 | 0.066393 | 15 | 395 | 0 | 0.0095767 | 0.009531 | 0.009531 | 395 | 104
396 | 6.6 | 0 | 0.025493 | 4.819e-17 | 0 | 0.025493 | 7.684e-06 | 0 | 7.684e-06 | 1.2807e-07 | 0.068699 | 0.066393 | 0.066393 | 15 | 396 | 0 | 0.0095767 | 0.009531 | 0.009531 | 396 | 104
397 | 6.6167 | 0 | 0.025493 | 4.262e-17 | 0 | 0.025493 | 6.7958e-06 | 0 | 6.7958e-06 | 1.1326e-07 | 0.068699 | 0.066393 | 0.066393 | 15 | 397 | 0 | 0.0095767 | 0.009531 | 0.009531 | 397 | 104
398 | 6.6333 | 0 | 0.025493 | 3.7694e-17 | 0 | 0.025493 | 6.0103e-06 | 0 | 6.0103e-06 | 1.0017e-07 | 0.0687 | 0.066393 | 0.066393 | 15 | 398 | 0 | 0.0095767 | 0.009531 | 0.009531 | 398 | 104
399 | 6.65 | 0 | 0.025493 | 3.3337e-17 | 0 | 0.025493 | 5.3156e-06 | 0 | 5.3156e-06 | 8.8593e-08 | 0.0687 | 0.066393 | 0.066393 | 15 | 399 | 0 | 0.0095767 | 0.009531 | 0.009531 | 399 | 104
400 | 6.6667 | 0 | 0.025493 | 2.9483e-17 | 0 | 0.025493 | 4.7011e-06 | 0 | 4.7011e-06 | 7.8352e-08 | 0.0687 | 0.066393 | 0.066393 | 15 | 400 | 0 | 0.0095767 | 0.009531 | 0.009531 | 400 | 104
401 | 6.6833 | 0 | 0.025493 | 2.6075e-17 | 0 | 0.025493 | 4.1577e-06 | 0 | 4.1577e-06 | 6.9296e-08 | 0.0687 | 0.066393 | 0.066393 | 15 | 401 | 0 | 0.0095767 | 0.009531 | 0.009531 | 401 | 104
402 | 6.7 | 0 | 0.025493 | 2.3061e-17 | 0 | 0.025493 | 3.6772e-06 | 0 | 3.6772e-06 | 6.1286e-08 | 0.0687 | 0.066393 | 0.066393 | 15 | 402 | 0 | 0.0095767 | 0.009531 | 0.009531 | 402 | 104
403 | 6.7167 | 0 | 0.025493 | 2.0396e-17 | 0 | 0.025493 | 3.2521e-06 | 0 | 3.2521e-06 | 5.4202e-08 | 0.0687 | 0.066393 | 0.066393 | 15 | 403 | 0 | 0.0095767 | 0.009531 | 0.009531 | 403 | 104
404 | 6.7333 | 0 | 0.025493 | 1.8038e-17 | 0 | 0.025493 | 2.8762e-06 | 0 | 2.8762e-06 | 4.7937e-08 | 0.0687 | 0.066393 | 0.066393 | 15 | 404 | 0 | 0.0095767 | 0.009531 | 0.009531 | 404 | 104
405 | 6.75 | 0 | 0.025493 | 1.5953e-17 | 0 | 0.025493 | 2.5438e-06 | 0 | 2.5438e-06 | 4.2396e-08 | 0.0687 | 0.066393 | 0.066393 | 15 | 405 | 0 | 0.0095767 | 0.009531 | 0.009531 | 405 | 104
406 | 6.7667 | 0 | 0.025493 | 1.4109e-17 | 0 | 0.025493 | 2.2497e-06 | 0 | 2.2497e-06 | 3.7495e-08 | 0.0687 | 0.066393 | 0.066393 | 15 | 406 | 0 | 0.0095767 | 0.009531 | 0.009531 | 406 | 104
407 | 6.7833 | 0 | 0.025493 | 1.2478e-17 | 0 | 0.025493 | 1.9897e-06 | 0 | 1.9897e-06 | 3.3161e-08 | 0.0687 | 0.066393 | 0.066393 | 15 | 407 | 0 | 0.0095767 | 0.009531 | 0.009531 | 407 | 104
408 | 6.8 | 0 | 0.025493 | 1.1036e-17 | 0 | 0.025493 | 1.7597e-06 | 0 | 1.7597e-06 | 2.9328e-08 | 0.0687 | 0.066393 | 0.066393 | 15 | 408 | 0 | 0.0095767 | 0.009531 | 0.009531 | 408 | 104
409 | 6.8167 | 0 | 0.025493 | 9.7603e-18 | 0 | 0.025493 | 1.5563e-06 | 0 | 1.5563e-06 | 2.5938e-08 | 0.0687 | 0.066393 | 0.066393 | 15 | 409 | 0 | 0.0095767 | 0.009531 | 0.009531 | 409 | 104
410 | 6.8333 | 0 | 0.025493 | 8.6322e-18 | 0 | 0.025493 | 1.3764e-06 | 0 | 1.3764e-06 | 2.294e-08 | 0.0687 | 0.066393 | 0.066393 | 15 | 410 | 0 | 0.0095767 | 0.009531 | 0.009531 | 410 | 104
411 | 6.85 | 0 | 0.025493 | 7.6344e-18 | 0 | 0.025493 | 1.2173e-06 | 0 | 1.2173e-06 | 2.0288e-08 | 0.0687 | 0.066393 | 0.066393 | 15 | 411 | 0 | 0.0095767 | 0.009531 | 0.009531 | 411 | 104
412 | 6.8667 | 0 | 0.025493 | 6.7519e-18 | 0 | 0.025493 | 1.0766e-06 | 0 | 1.0766e-06 | 1.7943e-08 | 0.0687 | 0.066393 | 0.066393 | 15 | 412 | 0 | 0.0095767 | 0.009531 | 0.009531 | 412 | 104
413 | 6.8833 | 0 | 0.025493 | 5.9715e-18 | 0 | 0.025493 | 9.5216e-07 | 0 | 9.5216e-07 | 1.5869e-08 | 0.0687 | 0.066393 | 0.066393 | 15 | 413 | 0 | 0.0095767 | 0.009531 | 0.009531 | 413 | 104
414 | 6.9 | 0 | 0.025493 | 5.2812e-18 | 0 | 0.025493 | 8.421e-07 | 0 | 8.421e-07 | 1.4035e-08 | 0.0687 | 0.066393 | 0.066393 | 15 | 414 | 0 | 0.0095767 | 0.009531 | 0.009531 | 414 | 104
415 | 6.9167 | 0 | 0.025493 | 4.6708e-18 | 0 | 0.025493 | 7.4476e-07 | 0 | 7.4476e-07 | 1.2413e-08 | 0.0687 | 0.066393 | 0.066393 | 15 | 415 | 0 | 0.0095767 | 0.009531 | 0.009531 | 415 | 104
416 | 6.9333 | 0 | 0.025493 | 4.1309e-18 | 0 | 0.025493 | 6.5867e-07 | 0 | 6.5867e-07 | 1.0978e-08 | 0.0687 | 0.066393 | 0.066393 | 15 | 416 | 0 | 0.0095767 | 0.009531 | 0.009531 | 416 | 104
417 | 6.95 | 0 | 0.025493 | 3.6534e-18 | 0 | 0.025493 | 5.8254e-07 | 0 | 5.8254e-07 | 9.709e-09 | 0.0687 | 0.066393 | 0.066393 | 15 | 417 | 0 | 0.0095767 | 0.009531 | 0.009531 | 417 | 104
418 | 6.9667 | 0 | 0.025493 | 3.2311e-18 | 0 | 0.025493 | 5.152e-07 | 0 | 5.152e-07 | 8.5867e-09 | 0.0687 | 0.066393 | 0.066393 | 15 | 418 | 0 | 0.0095767 | 0.009531 | 0.009531 | 418 | 104
419 | 6.9833 | 0 | 0.025493 | 2.8576e-18 | 0 | 0.025493 | 4.5565e-07 | 0 | 4.5565e-07 | 7.5942e-09 | 0.0687 | 0.066393 | 0.066393 | 15 | 419 | 0 | 0.0095767 | 0.009531 | 0.009531 | 419 | 104
420 | 7 | 0 | 0.025493 | 2.5273e-18 | 0 | 0.025493 | 4.0298e-07 | 0 | 4.0298e-07 | 6.7164e-09 | 0.0687 | 0.066393 | 0.066393 | 15 | 420 | 0 | 0.0095767 | 0.009531 | 0.009531 | 420 | 104
421 | 7.0167 | 0 | 0.025493 | 2.2352e-18 | 0 | 0.025493 | 3.564e-07 | 0 | 3.564e-07 | 5.94e-09 | 0.0687 | 0.066393 | 0.066393 | 15 | 421 | 0 | 0.0095767 | 0.009531 | 0.009531 | 421 | 104
422 | 7.0333 | 0 | 0.025493 | 1.9768e-18 | 0 | 0.025493 | 3.1521e-07 | 0 | 3.1521e-07 | 5.2534e-09 | 0.0687 | 0.066393 | 0.066393 | 15 | 422 | 0 | 0.0095767 | 0.009531 | 0.009531 | 422 | 104
423 | 7.05 | 0 | 0.025493 | 1.7483e-18 | 0 | 0.025493 | 2.7877e-07 | 0 | 2.7877e-07 | 4.6462e-09 | 0.0687 | 0.066393 | 0.066393 | 15 | 423 | 0 | 0.0095767 | 0.009531 | 0.009531 | 423 | 104
424 | 7.0667 | 0 | 0.025493 | 1.5462e-18 | 0 | 0.025493 | 2.4655e-07 | 0 | 2.4655e-07 | 4.1092e-09 | 0.0687 | 0.066393 | 0.066393 | 15 | 424 | 0 | 0.0095767 | 0.009531 | 0.009531 | 424 | 104
425 | 7.0833 | 0 | 0.025493 | 1.3675e-18 | 0 | 0.025493 | 2.1805e-07 | 0 | 2.1805e-07 | 3.6342e-09 | 0.0687 | 0.066393 | 0.066393 | 15 | 425 | 0 | 0.0095767 | 0.009531 | 0.009531 | 425 | 104
426 | 7.1 | 0 | 0.025493 | 1.2094e-18 | 0 | 0.025493 | 1.9285e-07 | 0 | 1.9285e-07 | 3.2141e-09 | 0.0687 | 0.066393 | 0.066393 | 15 | 426 | 0 | 0.0095767 | 0.009531 | 0.009531 | 426 | 104
427 | 7.1167 | 0 | 0.025493 | 1.0696e-18 | 0 | 0.025493 | 1.7056e-07 | 0 | 1.7056e-07 | 2.8426e-09 | 0.0687 | 0.066393 | 0.066393 | 15 | 427 | 0 | 0.0095767 | 0.009531 | 0.009531 | 427 | 104
428 | 7.1333 | 0 | 0.025493 | 9.4601e-19 | 0 | 0.025493 | 1.5084e-07 | 0 | 1.5084e-07 | 2.514e-09 | 0.0687 | 0.066393 | 0.066393 | 15 | 428 | 0 | 0.0095767 | 0.009531 | 0.009531 | 428 | 104
429 | 7.15 | 0 | 0.025493 | 8.3666e-19 | 0 | 0.025493 | 1.3341e-07 | 0 | 1.3341e-07 | 2.2234e-09 | 0.0687 | 0.066393 | 0.066393 | 15 | 429 | 0 | 0.0095767 | 0.009531 | 0.009531 | 429 | 104
430 | 7.1667 | 0 | 0.025493 | 7.3995e-19 | 0 | 0.025493 | 1.1799e-07 | 0 | 1.1799e-07 | 1.9664e-09 | 0.0687 | 0.066393 | 0.066393 | 15 | 430 | 0 | 0.0095767 | 0.009531 | 0.009531 | 430 | 104
431 | 7.1833 | 0 | 0.025493 | 6.5442e-19 | 0 | 0.025493 | 1.0435e-07 | 0 | 1.0435e-07 | 1.7391e-09 | 0.0687 | 0.066393 | 0.066393 | 15 | 431 | 0 | 0.0095767 | 0.009531 | 0.009531 | 431 | 104
432 | 7.2 | 0 | 0.025493 | 5.7878e-19 | 0 | 0.025493 | 9.2286e-08 | 0 | 9.2286e-08 | 1.5381e-09 | 0.0687 | 0.066393 | 0.066393 | 15 | 432 | 0 | 0.0095767 | 0.009531 | 0.009531 | 432 | 104
433 | 7.2167 | 0 | 0.025493 | 5.1188e-19 | 0 | 0.025493 | 8.1619e-08 | 0 | 8.1619e-08 | 1.3603e-09 | 0.0687 | 0.066393 | 0.066393 | 15 | 433 | 0 | 0.0095767 | 0.009531 | 0.009531 | 433 | 104
434 | 7.2333 | 0 | 0.025493 | 4.5271e-19 | 0 | 0.025493 | 7.2185e-08 | 0 | 7.2185e-08 | 1.2031e-09 | 0.0687 | 0.066393 | 0.066393 | 15 | 434 | 0 | 0.0095767 | 0.009531 | 0.009531 | 434 | 104
435 | 7.25 | 0 | 0.025493 | 4.0038e-19 | 0 | 0.025493 | 6.3841e-08 | 0 | 6.3841e-08 | 1.064e-09 | 0.0687 | 0.066393 | 0.066393 | 15 | 435 | 0 | 0.0095767 | 0.009531 | 0.009531 | 435 | 104
436 | 7.2667 | 0 | 0.025493 | 3.541e-19 | 0 | 0.025493 | 5.6462e-08 | 0 | 5.6462e-08 | 9.4103e-10 | 0.0687 | 0.066393 | 0.066393 | 15 | 436 | 0 | 0.0095767 | 0.009531 | 0.009531 | 436 | 104
437 | 7.2833 | 0 | 0.025493 | 3.1317e-19 | 0 | 0.025493 | 4.9935e-08 | 0 | 4.9935e-08 | 8.3226e-10 | 0.0687 | 0.066393 | 0.066393 | 15 | 437 | 0 | 0.0095767 | 0.009531 | 0.009531 | 437 | 104
438 | 7.3 | 0 | 0.025493 | 2.7697e-19 | 0 | 0.025493 | 4.4163e-08 | 0 | 4.4163e-08 | 7.3606e-10 | 0.0687 | 0.066393 | 0.066393 | 15 | 438 | 0 | 0.0095767 | 0.009531 | 0.009531 | 438 | 104
439 | 7.3167 | 0 | 0.025493 | 2.4496e-19 | 0 | 0.025493 | 3.9059e-08 | 0 | 3.9059e-08 | 6.5098e-10 | 0.0687 | 0.066393 | 0.066393 | 15 | 439 | 0 | 0.0095767 | 0.009531 | 0.009531 | 439 | 104
440 | 7.3333 | 0 | 0.025493 | 2.1664e-19 | 0 | 0.025493 | 3.4544e-08 | 0 | 3.4544e-08 | 5.7573e-10 | 0.0687 | 0.066393 | 0.066393 | 15 | 440 | 0 | 0.0095767 | 0.009531 | 0.009531 | 440 | 104
441 | 7.35 | 0 | 0.025493 | 1.916e-19 | 0 | 0.025493 | 3.0551e-08 | 0 | 3.0551e-08 | 5.0918e-10 | 0.0687 | 0.066393 | 0.066393 | 15 | 441 | 0 | 0.0095767 | 0.009531 | 0.009531 | 441 | 104
442 | 7.3667 | 0 | 0.025493 | 1.6945e-19 | 0 | 0.025493 | 2.702e-08 | 0 | 2.702e-08 | 4.5033e-10 | 0.0687 | 0.066393 | 0.066393 | 15 | 442 | 0 | 0.0095767 | 0.009531 | 0.009531 | 442 | 104
443 | 7.3833 | 0 | 0.025493 | 1.4987e-19 | 0 | 0.025493 | 2.3896e-08 | 0 | 2.3896e-08 | 3.9827e-10 | 0.0687 | 0.066393 | 0.066393 | 15 | 443 | 0 | 0.0095767 | 0.009531 | 0.009531 | 443 | 104
444 | 7.4 | 0 | 0.025493 | 1.3254e-19 | 0 | 0.025493 | 2.1134e-08 | 0 | 2.1134e-08 | 3.5224e-10 | 0.0687 | 0.066393 | 0.066393 | 15 | 444 | 0 | 0.0095767 | 0.009531 | 0.009531 | 444 | 104
445 | 7.4167 | 0 | 0.025493 | 1.1722e-19 | 0 | 0.025493 | 1.8691e-08 | 0 | 1.8691e-08 | 3.1152e-10 | 0.0687 | 0.066393 | 0.066393 | 15 | 445 | 0 | 0.0095767 | 0.009531 | 0.009531 | 445 | 104
446 | 7.4333 | 0 | 0.025493 | 1.0367e-19 | 0 | 0.025493 | 1.6531e-08 | 0 | 1.6531e-08 | 2.7551e-10 | 0.0687 | 0.066393 | 0.066393 | 15 | 446 | 0 | 0.0095767 | 0.009531 | 0.009531 | 446 | 104
447 | 7.45 | 0 | 0.025493 | 9.169e-20 | 0 | 0.025493 | 1.462e-08 | 0 | 1.462e-08 | 2.4367e-10 | 0.0687 | 0.066393 | 0.066393 | 15 | 447 | 0 | 0.0095767 | 0.009531 | 0.009531 | 447 | 104
448 | 7.4667 | 0 | 0.025493 | 8.1092e-20 | 0 | 0.025493 | 1.293e-08 | 0 | 1.293e-08 | 2.155e-10 | 0.0687 | 0.066393 | 0.066393 | 15 | 448 | 0 | 0.0095767 | 0.009531 | 0.009531 | 448 | 104
449 | 7.4833 | 0 | 0.025493 | 7.1719e-20 | 0 | 0.025493 | 1.1436e-08 | 0 | 1.1436e-08 | 1.9059e-10 | 0.0687 | 0.066393 | 0.066393 | 15 | 449 | 0 | 0.0095767 | 0.009531 | 0.009531 | 449 | 104
450 | 7.5 | 0 | 0.025493 | 6.3429e-20 | 0 | 0.025493 | 1.0114e-08 | 0 | 1.0114e-08 | 1.6856e-10 | 0.0687 | 0.066393 | 0.066393 | 15 | 450 | 0 | 0.0095767 | 0.009531 | 0.009531 | 450 | 104
451 | 7.5167 | 0 | 0.025493 | 5.6097e-20 | 0 | 0.025493 | 8.9447e-09 | 0 | 8.9447e-09 | 1.4908e-10 | 0.0687 | 0.066393 | 0.066393 | 15 | 451 | 0 | 0.0095767 | 0.009531 | 0.009531 | 451 | 104
452 | 7.5333 | 0 | 0.025493 | 4.9613e-20 | 0 | 0.025493 | 7.9108e-09 | 0 | 7.9108e-09 | 1.3185e-10 | 0.0687 | 0.066393 | 0.066393 | 15 | 452 | 0 | 0.0095767 | 0.009531 | 0.009531 | 452 | 104
453 | 7.55 | 0 | 0.025493 | 4.3878e-20 | 0 | 0.025493 | 6.9964e-09 | 0 | 6.9964e-09 | 1.1661e-10 | 0.0687 | 0.066393 | 0.066393 | 15 | 453 | 0 | 0.0095767 | 0.009531 | 0.009531 | 453 | 104
454 | 7.5667 | 0 | 0.025493 | 3.8806e-20 | 0 | 0.025493 | 6.1877e-09 | 0 | 6.1877e-09 | 1.0313e-10 | 0.0687 | 0.066393 | 0.066393 | 15 | 454 | 0 | 0.0095767 | 0.009531 | 0.009531 | 454 | 104
455 | 7.5833 | 0 | 0.025493 | 3.4321e-20 | 0 | 0.025493 | 5.4725e-09 | 0 | 5.4725e-09 | 9.1208e-11 | 0.0687 | 0.066393 | 0.066393 | 15 | 455 | 0 | 0.0095767 | 0.009531 | 0.009531 | 455 | 104
456 | 7.6 | 0 | 0.025493 | 3.0354e-20 | 0 | 0.025493 | 4.8399e-09 | 0 | 4.8399e-09 | 8.0665e-11 | 0.0687 | 0.066393 | 0.066393 | 15 | 456 | 0 | 0.0095767 | 0.009531 | 0.009531 | 456 | 104
457 | 7.6167 | 0 | 0.025493 | 2.6845e-20 | 0 | 0.025493 | 4.2805e-09 | 0 | 4.2805e-09 | 7.1341e-11 | 0.0687 | 0.066393 | 0.066393 | 15 | 457 | 0 | 0.0095767 | 0.009531 | 0.009531 | 457 | 104
458 | 7.6333 | 0 | 0.025493 | 2.3742e-20 | 0 | 0.025493 | 3.7857e-09 | 0 | 3.7857e-09 | 6.3095e-11 | 0.0687 | 0.066393 | 0.066393 | 15 | 458 | 0 | 0.0095767 | 0.009531 | 0.009531 | 458 | 104
459 | 7.65 | 0 | 0.025493 | 2.0998e-20 | 0 | 0.025493 | 3.3481e-09 | 0 | 3.3481e-09 | 5.5802e-11 | 0.0687 | 0.066393 | 0.066393 | 15 | 459 | 0 | 0.0095767 | 0.009531 | 0.009531 | 459 | 104
460 | 7.6667 | 0 | 0.025493 | 1.8571e-20 | 0 | 0.025493 | 2.9611e-09 | 0 | 2.9611e-09 | 4.9352e-11 | 0.0687 | 0.066393 | 0.066393 | 15 | 460 | 0 | 0.0095767 | 0.009531 | 0.009531 | 460 | 104
461 | 7.6833 | 0 | 0.025493 | 1.6424e-20 | 0 | 0.025493 | 2.6188e-09 | 0 | 2.6188e-09 | 4.3647e-11 | 0.0687 | 0.066393 | 0.066393 | 15 | 461 | 0 | 0.0095767 | 0.009531 | 0.009531 | 461 | 104
462 | 7.7 | 0 | 0.025493 | 1.4526e-20 | 0 | 0.025493 | 2.3161e-09 | 0 | 2.3161e-09 | 3.8602e-11 | 0.0687 | 0.066393 | 0.066393 | 15 | 462 | 0 | 0.0095767 | 0.009531 | 0.009531 | 462 | 104
463 | 7.7167 | 0 | 0.025493 | 1.2847e-20 | 0 | 0.025493 | 2.0484e-09 | 0 | 2.0484e-09 | 3.414e-11 | 0.0687 | 0.066393 | 0.066393 | 15 | 463 | 0 | 0.0095767 | 0.009531 | 0.009531 | 463 | 104
464 | 7.7333 | 0 | 0.025493 | 1.1362e-20 | 0 | 0.025493 | 1.8116e-09 | 0 | 1.8116e-09 | 3.0194e-11 | 0.0687 | 0.066393 | 0.066393 | 15 | 464 | 0 | 0.0095767 | 0.009531 | 0.009531 | 464 | 104
465 | 7.75 | 0 | 0.025493 | 1.0048e-20 | 0 | 0.025493 | 1.6022e-09 | 0 | 1.6022e-09 | 2.6704e-11 | 0.0687 | 0.066393 | 0.066393 | 15 | 465 | 0 | 0.0095767 | 0.009531 | 0.009531 | 465 | 104
466 | 7.7667 | 0 | 0.025493 | 8.8869e-21 | 0 | 0.025493 | 1.417e-09 | 0 | 1.417e-09 | 2.3617e-11 | 0.0687 | 0.066393 | 0.066393 | 15 | 466 | 0 | 0.0095767 | 0.009531 | 0.009531 | 466 | 104
467 | 7.7833 | 0 | 0.025493 | 7.8597e-21 | 0 | 0.025493 | 1.2532e-09 | 0 | 1.2532e-09 | 2.0887e-11 | 0.0687 | 0.066393 | 0.066393 | 15 | 467 | 0 | 0.0095767 | 0.009531 | 0.009531 | 467 | 104
468 | 7.8 | 0 | 0.025493 | 6.9512e-21 | 0 | 0.025493 | 1.1084e-09 | 0 | 1.1084e-09 | 1.8473e-11 | 0.0687 | 0.066393 | 0.066393 | 15 | 468 | 0 | 0.0095767 | 0.009531 | 0.009531 | 468 | 104
469 | 7.8167 | 0 | 0.025493 | 6.1477e-21 | 0 | 0.025493 | 9.8026e-10 | 0 | 9.8026e-10 | 1.6338e-11 | 0.0687 | 0.066393 | 0.066393 | 15 | 469 | 0 | 0.0095767 | 0.009531 | 0.009531 | 469 | 104
470 | 7.8333 | 0 | 0.025493 | 5.4371e-21 | 0 | 0.025493 | 8.6695e-10 | 0 | 8.6695e-10 | 1.4449e-11 | 0.0687 | 0.066393 | 0.066393 | 15 | 470 | 0 | 0.0095767 | 0.009531 | 0.009531 | 470 | 104
471 | 7.85 | 0 | 0.025493 | 4.8086e-21 | 0 | 0.025493 | 7.6674e-10 | 0 | 7.6674e-10 | 1.2779e-11 | 0.0687 | 0.066393 | 0.066393 | 15 | 471 | 0 | 0.0095767 | 0.009531 | 0.009531 | 471 | 104
472 | 7.8667 | 0 | 0.025493 | 4.2528e-21 | 0 | 0.025493 | 6.7812e-10 | 0 | 6.7812e-10 | 1.1302e-11 | 0.0687 | 0.066393 | 0.066393 | 15 | 472 | 0 | 0.0095767 | 0.009531 | 0.009531 | 472 | 104
473 | 7.8833 | 0 | 0.025493 | 3.7612e-21 | 0 | 0.025493 | 5.9973e-10 | 0 | 5.9973e-10 | 9.9955e-12 | 0.0687 | 0.066393 | 0.066393 | 15 | 473 | 0 | 0.0095767 | 0.009531 | 0.009531 | 473 | 104
474 | 7.9 | 0 | 0.025493 | 3.3265e-21 | 0 | 0.025493 | 5.3041e-10 | 0 | 5.3041e-10 | 8.8402e-12 | 0.0687 | 0.066393 | 0.066393 | 15 | 474 | 0 | 0.0095767 | 0.009531 | 0.009531 | 474 | 104
475 | 7.9167 | 0 | 0.025493 | 2.942e-21 | 0 | 0.025493 | 4.691e-10 | 0 | 4.691e-10 | 7.8183e-12 | 0.0687 | 0.066393 | 0.066393 | 15 | 475 | 0 | 0.0095767 | 0.009531 | 0.009531 | 475 | 104
476 | 7.9333 | 0 | 0.025493 | 2.6019e-21 | 0 | 0.025493 | 4.1488e-10 | 0 | 4.1488e-10 | 6.9146e-12 | 0.0687 | 0.066393 | 0.066393 | 15 | 476 | 0 | 0.0095767 | 0.009531 | 0.009531 | 476 | 104
477 | 7.95 | 0 | 0.025493 | 2.3012e-21 | 0 | 0.025493 | 3.6692e-10 | 0 | 3.6692e-10 | 6.1154e-12 | 0.0687 | 0.066393 | 0.066393 | 15 | 477 | 0 | 0.0095767 | 0.009531 | 0.009531 | 477 | 104
478 | 7.9667 | 0 | 0.025493 | 2.0352e-21 | 0 | 0.025493 | 3.2451e-10 | 0 | 3.2451e-10 | 5.4085e-12 | 0.0687 | 0.066393 | 0.066393 | 15 | 478 | 0 | 0.0095767 | 0.009531 | 0.009531 | 478 | 104
479 | 7.9833 | 0 | 0.025493 | 1.7999e-21 | 0 | 0.025493 | 2.87e-10 | 0 | 2.87e-10 | 4.7833e-12 | 0.0687 | 0.066393 | 0.066393 | 15 | 479 | 0 | 0.0095767 | 0.009531 | 0.009531 | 479 | 104
480 | 8 | 0 | 0.025493 | 1.5919e-21 | 0 | 0.025493 | 2.5383e-10 | 0 | 2.5383e-10 | 4.2304e-12 | 0.0687 | 0.066393 | 0.066393 | 15 | 480 | 0 | 0.0095767 | 0.009531 | 0.009531 | 480 | 104

## ERq
All ERq values in log10 quanta per hour, distributions for 2-10 infected occupants obtained from Monte Carlo Simulation | [21 empty] | 1 | 2 | 3 | 4 | 5 | 6 | 7 | 8 | 9 | 10
| Infectious Occupants --> | 1 | 2 | 3 | 4 | 5 | 6 | 7 | 8 | 9 | 10 | 1 | 2 | 3 | 4 | 5 | 6 | 7 | 8 | 9 | 10 | Percentile | Percentile | Percentile | Percentile | Percentile | Percentile | Percentile | Percentile | Percentile | Percentile | Pathogen List | Activity List
| Pathogen: Activity Level, Activity | avg | avg | avg | avg | avg | avg | avg | avg | avg | avg | st dev | st dev | st dev | st dev | st dev | st dev | st dev | st dev | st dev | st dev | 0.75 | 0.75 | 0.75 | 0.75 | 0.75 | 0.75 | 0.75 | 0.75 | 0.75 | 0.75 | CoV-2 | Resting, Oral Breathing
| CoV-2: Resting, Oral Breathing | -0.25964 | 0.49 | 0.87 | 1.1081 | 1.2917 | 1.4321 | 1.549 | 1.6495 | 1.7334 | 1.8088 | 1.2 | 0.96 | 0.85 | 0.79134 | 0.74167 | 0.70564 | 0.67689 | 0.65335 | 0.63279 | 0.61448 | 3.5461 | 13.7249 | 27.7534 | 43.8353 | 61.9337 | 80.9141 | 101.293 | 123.0658 | 144.6054 | 167.2105 | CoV-2 (V) | Resting, Speaking
| CoV-2: Standing, Oral Breathing | -0.22 | 0.53 | 0.91 | 1.1522 | 1.3345 | 1.475 | 1.5942 | 1.691 | 1.7754 | 1.8493 | 1.2 | 0.96 | 0.85 | 0.78328 | 0.7342 | 0.70034 | 0.67288 | 0.64854 | 0.62872 | 0.61084 | 3.885 | 15.0491 | 30.431 | 47.9158 | 67.5576 | 88.5813 | 111.6871 | 134.42 | 158.2788 | 182.5045 | Flu | Resting, Loudly Speaking
| CoV-2: Light Exercise, Oral Breathing | 0.19 | 0.93 | 1.3 | 1.5586 | 1.7398 | 1.8805 | 1.996 | 2.0952 | 2.1799 | 2.254 | 1.2 | 0.96 | 0.85 | 0.78254 | 0.73508 | 0.69882 | 0.67105 | 0.64844 | 0.62956 | 0.61189 | 9.9859 | 37.8016 | 74.6993 | 122.0244 | 172.0407 | 224.8398 | 280.93 | 340.8388 | 402.291 | 464.2504 | HRV | Standing, Oral Breathing
| CoV-2: Resting, Speaking | 0.39 | 1.1 | 1.5 | 1.7617 | 1.9415 | 2.0854 | 2.1994 | 2.2952 | 2.3805 | 2.4565 | 1.2 | 0.96 | 0.85 | 0.78514 | 0.73511 | 0.69821 | 0.66984 | 0.64667 | 0.6267 | 0.61006 | 15.8266 | 55.9127 | 118.3903 | 195.5435 | 273.7151 | 360.0704 | 447.9473 | 538.6979 | 635.6578 | 737.7921 | MeV | Standing, Speaking
| CoV-2: Standing, Speaking | 0.43136 | 1.2 | 1.6 | 1.7985 | 1.9828 | 2.1258 | 2.2439 | 2.344 | 2.4308 | 2.5056 | 1.2 | 0.96 | 0.85 | 0.784 | 0.73564 | 0.69881 | 0.67161 | 0.64769 | 0.6284 | 0.61198 | 17.4081 | 70.3899 | 149.0446 | 212.4582 | 301.3057 | 395.494 | 497.5841 | 603.822 | 715.5958 | 828.7453 | TB | Standing, Loudly Speaking
| CoV-2: Heavy Exercise, Oral Breathing | 0.57 | 1.3 | 1.7 | 1.9415 | 2.1232 | 2.2668 | 2.3832 | 2.4809 | 2.5643 | 2.6382 | 1.2 | 0.96 | 0.85 | 0.78595 | 0.73783 | 0.70165 | 0.67202 | 0.64719 | 0.62756 | 0.61078 | 23.9545 | 88.6156 | 187.6361 | 296.2291 | 417.7085 | 549.6216 | 686.2979 | 826.779 | 971.8457 | 1122.3243 | TB OT | Light Exercise, Oral Breathing
| CoV-2: Light Exercise, Speaking | 0.84 | 1.6 | 2 | 2.2184 | 2.3981 | 2.5399 | 2.6561 | 2.7525 | 2.8358 | 2.9093 | 1.2 | 0.96 | 0.85 | 0.78592 | 0.73801 | 0.70215 | 0.67226 | 0.64886 | 0.62913 | 0.61287 | 44.6054 | 176.8114 | 374.3831 | 560.3949 | 786.9008 | 1031.4977 | 1286.8984 | 1549.2246 | 1820.1315 | 2102.0965 | Custom | Light Exercise, Speaking
| CoV-2: Resting, Loudly Speaking | 1.2 | 1.9 | 2.3 | 2.5708 | 2.7525 | 2.8929 | 3.0105 | 3.1094 | 3.1915 | 3.2644 | 1.2 | 0.96 | 0.85 | 0.7839 | 0.73527 | 0.69926 | 0.67064 | 0.6461 | 0.62739 | 0.611 | 102.1851 | 352.785 | 746.9926 | 1257.6314 | 1772.0377 | 2314.8884 | 2902.6395 | 3509.2884 | 4117.6828 | 4747.8971 |  | Light Exercise, Loudly Speaking
| CoV-2: Heavy Exercise, Speaking | 1.2 | 1.9 | 2.3 | 2.5691 | 2.7512 | 2.894 | 3.0099 | 3.1101 | 3.196 | 3.2675 | 1.2 | 0.96 | 0.85 | 0.78333 | 0.73727 | 0.70006 | 0.66944 | 0.64639 | 0.62543 | 0.60646 | 102.1851 | 352.785 | 746.9926 | 1251.5591 | 1772.0982 | 2323.827 | 2893.8586 | 3515.892 | 4148.0257 | 4748.2138 |  | Heavy Exercise, Oral Breathing
| CoV-2: Standing, Loudly Speaking | 1.3 | 2 | 2.4 | 2.6688 | 2.8504 | 2.9915 | 3.1093 | 3.2066 | 3.2933 | 3.3681 | 1.2 | 0.96 | 0.85 | 0.78481 | 0.74027 | 0.70457 | 0.67454 | 0.65174 | 0.63092 | 0.61239 | 128.6435 | 444.1301 | 940.4079 | 1578.2654 | 2237.3726 | 2929.2409 | 3666.8588 | 4428.1602 | 5234.2393 | 6042.0097 |  | Heavy Exercise, Speaking
| CoV-2: Light Exercise, Loudly Speaking | 1.6628 | 2.4 | 2.8 | 3.035 | 3.2159 | 3.3557 | 3.4722 | 3.5701 | 3.6548 | 3.7316 | 1.2 | 0.96 | 0.85 | 0.7813 | 0.73307 | 0.69661 | 0.66898 | 0.64496 | 0.6275 | 0.6113 | 296.5825 | 1115.6043 | 2362.1979 | 3647.1395 | 5133.0576 | 6692.0436 | 8382.9708 | 10117.7659 | 11967.9308 | 13930.1094 |  | Heavy Exercise, Loudly Speaking
| CoV-2: Heavy Exercise, Loudly Speaking | 2 | 2.7 | 3.1 | 3.3676 | 3.5528 | 3.6953 | 3.8108 | 3.908 | 3.9911 | 4.0669 | 1.2 | 0.96 | 0.85 | 0.78511 | 0.73681 | 0.70068 | 0.67413 | 0.65089 | 0.63219 | 0.6143 | 644.7446 | 2225.9231 | 4713.2045 | 7891.3788 | 11215.475 | 14719.2525 | 18430.8662 | 22232.1583 | 26153.533 | 30284.3519 |  | Custom ERq #1
| CoV-2 (V): Resting, Oral Breathing | 0.041393 | 0.79103 | 1.171 | 1.4091 | 1.5927 | 1.7331 | 1.8501 | 1.9505 | 2.0344 | 2.1098 | 1.2 | 0.96 | 0.85 | 0.79134 | 0.74167 | 0.70564 | 0.67689 | 0.65335 | 0.63279 | 0.61448 | 7.0922 | 27.4499 | 55.5068 | 87.6707 | 123.8673 | 161.8282 | 202.586 | 246.1317 | 289.2108 | 334.421 |  | Custom ERq #2
| CoV-2 (V): Standing, Oral Breathing | 0.08103 | 0.83103 | 1.211 | 1.4532 | 1.6355 | 1.776 | 1.8952 | 1.9921 | 2.0764 | 2.1503 | 1.2 | 0.96 | 0.85 | 0.78328 | 0.7342 | 0.70034 | 0.67288 | 0.64854 | 0.62872 | 0.61084 | 7.7699 | 30.0982 | 60.862 | 95.8316 | 135.1152 | 177.1626 | 223.3742 | 268.8401 | 316.5577 | 365.009
| CoV-2 (V): Light Exercise, Oral Breathing | 0.49103 | 1.231 | 1.601 | 1.8597 | 2.0409 | 2.1816 | 2.297 | 2.3962 | 2.4809 | 2.5551 | 1.2 | 0.96 | 0.85 | 0.78254 | 0.73508 | 0.69882 | 0.67105 | 0.64844 | 0.62956 | 0.61189 | 19.9718 | 75.6032 | 149.3985 | 244.0487 | 344.0815 | 449.6797 | 561.8601 | 681.6776 | 804.5819 | 928.5007
| CoV-2 (V): Resting, Speaking | 0.69103 | 1.401 | 1.801 | 2.0627 | 2.2425 | 2.3865 | 2.5005 | 2.5962 | 2.6815 | 2.7575 | 1.2 | 0.96 | 0.85 | 0.78514 | 0.73511 | 0.69821 | 0.66984 | 0.64667 | 0.6267 | 0.61006 | 31.6532 | 111.8253 | 236.7807 | 391.0869 | 547.4302 | 720.1409 | 895.8946 | 1077.3958 | 1271.3156 | 1475.5842
| CoV-2 (V): Standing, Speaking | 0.73239 | 1.501 | 1.901 | 2.0995 | 2.2839 | 2.4268 | 2.5449 | 2.6451 | 2.7318 | 2.8067 | 1.2 | 0.96 | 0.85 | 0.784 | 0.73564 | 0.69881 | 0.67161 | 0.64769 | 0.6284 | 0.61198 | 34.8162 | 140.7797 | 298.0892 | 424.9164 | 602.6115 | 790.9881 | 995.1682 | 1207.644 | 1431.1916 | 1657.4906
| CoV-2 (V): Heavy Exercise, Oral Breathing | 0.87103 | 1.601 | 2.001 | 2.2425 | 2.4242 | 2.5678 | 2.6843 | 2.7819 | 2.8653 | 2.9392 | 1.2 | 0.96 | 0.85 | 0.78595 | 0.73783 | 0.70165 | 0.67202 | 0.64719 | 0.62756 | 0.61078 | 47.9091 | 177.2312 | 375.2721 | 592.4582 | 835.417 | 1099.2433 | 1372.5959 | 1653.558 | 1943.6914 | 2244.6486
| CoV-2 (V): Light Exercise, Speaking | 1.141 | 1.901 | 2.301 | 2.5194 | 2.6992 | 2.8409 | 2.9571 | 3.0535 | 3.1368 | 3.2103 | 1.2 | 0.96 | 0.85 | 0.78592 | 0.73801 | 0.70215 | 0.67226 | 0.64886 | 0.62913 | 0.61287 | 89.2109 | 353.6227 | 748.7663 | 1120.7898 | 1573.8015 | 2062.9955 | 2573.7967 | 3098.4492 | 3640.2631 | 4204.193
| CoV-2 (V): Resting, Loudly Speaking | 1.501 | 2.201 | 2.601 | 2.8719 | 3.0536 | 3.1939 | 3.3115 | 3.4105 | 3.4925 | 3.5654 | 1.2 | 0.96 | 0.85 | 0.7839 | 0.73527 | 0.69926 | 0.67064 | 0.6461 | 0.62739 | 0.611 | 204.3703 | 705.5701 | 1493.9852 | 2515.2628 | 3544.0755 | 4629.7769 | 5805.279 | 7018.5769 | 8235.3656 | 9495.7943
| CoV-2 (V): Heavy Exercise, Speaking | 1.501 | 2.201 | 2.601 | 2.8701 | 3.0522 | 3.195 | 3.311 | 3.4111 | 3.497 | 3.5685 | 1.2 | 0.96 | 0.85 | 0.78333 | 0.73727 | 0.70006 | 0.66944 | 0.64639 | 0.62543 | 0.60646 | 204.3703 | 705.5701 | 1493.9852 | 2503.1183 | 3544.1965 | 4647.6541 | 5787.7172 | 7031.7839 | 8296.0514 | 9496.4277
| CoV-2 (V): Standing, Loudly Speaking | 1.601 | 2.301 | 2.701 | 2.9699 | 3.1515 | 3.2926 | 3.4104 | 3.5077 | 3.5943 | 3.6692 | 1.2 | 0.96 | 0.85 | 0.78481 | 0.74027 | 0.70457 | 0.67454 | 0.65174 | 0.63092 | 0.61239 | 257.2869 | 888.2601 | 1880.8159 | 3156.5308 | 4474.7452 | 5858.4818 | 7333.7177 | 8856.3204 | 10468.4786 | 12084.0194
| CoV-2 (V): Light Exercise, Loudly Speaking | 1.9638 | 2.701 | 3.101 | 3.336 | 3.517 | 3.6567 | 3.7732 | 3.8711 | 3.9558 | 4.0327 | 1.2 | 0.96 | 0.85 | 0.7813 | 0.73307 | 0.69661 | 0.66898 | 0.64496 | 0.6275 | 0.6113 | 593.165 | 2231.2085 | 4724.3959 | 7294.2791 | 10266.1152 | 13384.0872 | 16765.9416 | 20235.5317 | 23935.8617 | 27860.2188
| CoV-2 (V): Heavy Exercise, Loudly Speaking | 2.301 | 3.001 | 3.401 | 3.6686 | 3.8539 | 3.9963 | 4.1119 | 4.209 | 4.2922 | 4.3679 | 1.2 | 0.96 | 0.85 | 0.78511 | 0.73681 | 0.70068 | 0.67413 | 0.65089 | 0.63219 | 0.6143 | 1289.4892 | 4451.8462 | 9426.4091 | 15782.7576 | 22430.95 | 29438.505 | 36861.7324 | 44464.3166 | 52307.066 | 60568.7038
| Flu: Resting, Oral Breathing | -1.4559 | -0.88752 | -0.59655 | -0.40743 | -0.2653 | -0.15389 | -0.061637 | 0.016747 | 0.085657 | 0.14488 | 0.84 | 0.66 | 0.58 | 0.52356 | 0.48793 | 0.45929 | 0.43671 | 0.41801 | 0.40268 | 0.38891 | 0.12901 | 0.36111 | 0.62325 | 0.88248 | 1.1583 | 1.4319 | 1.7097 | 1.9892 | 2.2765 | 2.5538
| Flu: Resting, Speaking | -0.80074 | -0.2367 | 0.05745 | 0.25004 | 0.39337 | 0.50671 | 0.60043 | 0.67915 | 0.74788 | 0.80769 | 0.84 | 0.66 | 0.58 | 0.52731 | 0.48929 | 0.46138 | 0.43875 | 0.42043 | 0.40422 | 0.39164 | 0.58321 | 1.6161 | 2.8097 | 4.0337 | 5.2892 | 6.5751 | 7.8771 | 9.1775 | 10.4839 | 11.7992
| Flu: Resting, Loudly Speaking | 0.020653 | 0.58584 | 0.87616 | 1.0723 | 1.2135 | 1.3257 | 1.4177 | 1.4973 | 1.5659 | 1.6247 | 0.84 | 0.66 | 0.58 | 0.52268 | 0.48572 | 0.45815 | 0.43782 | 0.41802 | 0.40301 | 0.39043 | 3.8657 | 10.74 | 18.5081 | 26.5963 | 34.7641 | 43.1205 | 51.6363 | 60.1518 | 68.8206 | 77.2725
| Flu: Standing, Oral Breathing | -1.4153 | -0.84838 | -0.55816 | -0.36338 | -0.22328 | -0.11111 | -0.01727 | 0.060659 | 0.12909 | 0.18892 | 0.84 | 0.66 | 0.58 | 0.52647 | 0.4883 | 0.46044 | 0.43779 | 0.41964 | 0.40407 | 0.39018 | 0.14166 | 0.39517 | 0.68084 | 0.98111 | 1.2767 | 1.5829 | 1.8968 | 2.2065 | 2.5214 | 2.832
| Flu: Standing, Speaking | -0.76955 | -0.19431 | 0.095809 | 0.28234 | 0.42452 | 0.53626 | 0.62771 | 0.70772 | 0.77682 | 0.83644 | 0.84 | 0.66 | 0.58 | 0.52311 | 0.48703 | 0.45967 | 0.43791 | 0.41943 | 0.40447 | 0.3911 | 0.62664 | 1.7818 | 3.0691 | 4.3169 | 5.6626 | 7.0194 | 8.3768 | 9.7864 | 11.2106 | 12.5958
| Flu: Standing, Loudly Speaking | 0.062851 | 0.62882 | 0.92038 | 1.111 | 1.2528 | 1.3665 | 1.458 | 1.5367 | 1.6049 | 1.6656 | 0.84 | 0.66 | 0.58 | 0.52572 | 0.48937 | 0.46259 | 0.43881 | 0.42066 | 0.40453 | 0.39052 | 4.2601 | 11.8573 | 20.4918 | 29.2129 | 38.2754 | 47.6997 | 56.746 | 66.1405 | 75.4719 | 84.9203
| Flu: Light Exercise, Oral Breathing | -1.0078 | -0.44316 | -0.15061 | 0.044614 | 0.18488 | 0.29644 | 0.38805 | 0.46614 | 0.53435 | 0.59514 | 0.84 | 0.66 | 0.58 | 0.52291 | 0.48573 | 0.45661 | 0.4347 | 0.41676 | 0.40136 | 0.38751 | 0.36203 | 1.0046 | 1.7402 | 2.4964 | 3.2546 | 4.0218 | 4.8001 | 5.5877 | 6.3836 | 7.1864
| Flu: Light Exercise, Speaking | -0.35106 | 0.21924 | 0.51015 | 0.69759 | 0.84237 | 0.95398 | 1.0463 | 1.1251 | 1.1933 | 1.2535 | 0.84 | 0.66 | 0.58 | 0.52437 | 0.48763 | 0.45842 | 0.43543 | 0.41661 | 0.40161 | 0.38883 | 1.6425 | 4.6175 | 7.9681 | 11.253 | 14.8345 | 18.331 | 21.8786 | 25.4759 | 29.1181 | 32.7944
| Flu: Light Exercise, Loudly Speaking | 0.47712 | 1.0371 | 1.3293 | 1.5265 | 1.6688 | 1.7818 | 1.8737 | 1.9528 | 2.0199 | 2.08 | 0.84 | 0.66 | 0.58 | 0.52425 | 0.48556 | 0.45674 | 0.43502 | 0.41689 | 0.40056 | 0.38715 | 11.0584 | 30.3544 | 52.544 | 75.8762 | 99.1456 | 122.9854 | 146.917 | 171.3788 | 195.0063 | 219.3492
| Flu: Heavy Exercise, Oral Breathing | -0.6292 | -0.066998 | 0.22593 | 0.42056 | 0.5618 | 0.67578 | 0.76789 | 0.84625 | 0.9143 | 0.97523 | 0.84 | 0.66 | 0.58 | 0.52315 | 0.48611 | 0.45802 | 0.43461 | 0.41587 | 0.40046 | 0.38623 | 0.86571 | 2.3887 | 4.1413 | 5.9349 | 7.7567 | 9.6541 | 11.5087 | 13.389 | 15.29 | 17.2082
| Flu: Heavy Exercise, Speaking | 0.027575 | 0.5971 | 0.885 | 1.0769 | 1.221 | 1.3338 | 1.425 | 1.503 | 1.5722 | 1.6321 | 0.84 | 0.66 | 0.58 | 0.52271 | 0.48795 | 0.45952 | 0.43875 | 0.42033 | 0.40421 | 0.39167 | 3.9278 | 11.0222 | 18.8887 | 26.8801 | 35.494 | 44.0294 | 52.5987 | 61.1634 | 69.9648 | 78.7497
| Flu: Heavy Exercise, Loudly Speaking | 0.84897 | 1.4142 | 1.7054 | 1.8944 | 2.0381 | 2.1505 | 2.2429 | 2.3222 | 2.3903 | 2.4502 | 0.84 | 0.66 | 0.58 | 0.52361 | 0.48518 | 0.45768 | 0.43547 | 0.41726 | 0.40202 | 0.38796 | 26.0341 | 72.3303 | 124.9088 | 176.8431 | 231.939 | 287.8769 | 344.0743 | 401.4928 | 458.6758 | 515.032
| HRV: Resting, Oral Breathing | -0.67778 | -0.1243 | 0.16367 | 0.36712 | 0.50627 | 0.61692 | 0.70975 | 0.78684 | 0.85392 | 0.91309 | 0.83 | 0.65 | 0.57 | 0.51874 | 0.4822 | 0.45511 | 0.43194 | 0.41315 | 0.39797 | 0.38439 | 0.76216 | 2.0612 | 3.5329 | 5.2121 | 6.7843 | 8.3925 | 10.0252 | 11.6282 | 13.2541 | 14.8715
| HRV: Resting, Speaking | -0.027726 | 0.53636 | 0.82576 | 1.0114 | 1.1528 | 1.265 | 1.3582 | 1.4364 | 1.505 | 1.5646 | 0.83 | 0.65 | 0.57 | 0.51855 | 0.48252 | 0.45459 | 0.4322 | 0.4148 | 0.39873 | 0.38517 | 3.4049 | 9.4359 | 16.2262 | 22.9723 | 30.075 | 37.2954 | 44.64 | 52.0258 | 59.4151 | 66.748
| HRV: Resting, Loudly Speaking | 0.79367 | 1.3634 | 1.6517 | 1.8338 | 1.9764 | 2.0874 | 2.1796 | 2.2581 | 2.3275 | 2.3875 | 0.83 | 0.65 | 0.57 | 0.51847 | 0.48245 | 0.45575 | 0.43397 | 0.41475 | 0.39943 | 0.38611 | 22.5682 | 63.3561 | 108.6713 | 152.5835 | 200.3451 | 248.1706 | 296.684 | 345.0265 | 395.3046 | 444.5865
| HRV: Standing, Oral Breathing | -0.6423 | -0.07892 | 0.20974 | 0.39396 | 0.53738 | 0.64944 | 0.74315 | 0.82208 | 0.88996 | 0.94985 | 0.83 | 0.65 | 0.57 | 0.51834 | 0.4805 | 0.45121 | 0.4285 | 0.41131 | 0.396 | 0.38217 | 0.82704 | 2.2882 | 3.9282 | 5.5409 | 7.269 | 8.9905 | 10.7689 | 12.5749 | 14.3566 | 16.1294
| HRV: Standing, Speaking | 0 | 0.57838 | 0.86594 | 1.0412 | 1.1827 | 1.2936 | 1.3865 | 1.4647 | 1.5328 | 1.5923 | 0.83 | 0.65 | 0.57 | 0.51569 | 0.47675 | 0.44855 | 0.42676 | 0.4087 | 0.39332 | 0.3805 | 3.6293 | 10.3943 | 17.7993 | 24.4907 | 31.9365 | 39.4626 | 47.2478 | 54.9952 | 62.8203 | 70.6183
| HRV: Standing, Loudly Speaking | 0.83587 | 1.3963 | 1.684 | 1.8793 | 2.0213 | 2.132 | 2.224 | 2.3018 | 2.3684 | 2.4279 | 0.83 | 0.65 | 0.57 | 0.51879 | 0.4813 | 0.45258 | 0.43081 | 0.41247 | 0.39607 | 0.38326 | 24.8711 | 68.3492 | 117.0846 | 169.5014 | 221.7644 | 273.6902 | 327.0363 | 380.1573 | 432.0948 | 485.7043
| HRV: Light Exercise, Oral Breathing | -0.23482 | 0.32586 | 0.61287 | 0.80727 | 0.94849 | 1.0604 | 1.1525 | 1.2311 | 1.2982 | 1.3573 | 0.83 | 0.65 | 0.57 | 0.51812 | 0.48218 | 0.45526 | 0.43249 | 0.41396 | 0.39951 | 0.38633 | 2.1135 | 5.8113 | 9.9387 | 14.3462 | 18.7812 | 23.3039 | 27.8135 | 32.3858 | 36.9573 | 41.4885
| HRV: Light Exercise, Speaking | 0.42196 | 0.98403 | 1.2726 | 1.464 | 1.6049 | 1.7153 | 1.8068 | 1.8851 | 1.9526 | 2.0137 | 0.83 | 0.65 | 0.57 | 0.51174 | 0.47692 | 0.44957 | 0.4282 | 0.41001 | 0.39483 | 0.3824 | 9.5892 | 26.4512 | 45.399 | 64.4462 | 84.4386 | 104.3583 | 124.6328 | 145.0892 | 165.5297 | 186.8906
| HRV: Light Exercise, Loudly Speaking | 1.2553 | 1.8016 | 2.0914 | 2.2955 | 2.4381 | 2.5501 | 2.642 | 2.719 | 2.7858 | 2.8455 | 0.83 | 0.65 | 0.57 | 0.51834 | 0.48196 | 0.4531 | 0.43036 | 0.41142 | 0.39642 | 0.38226 | 65.3279 | 173.7748 | 299.1101 | 441.6574 | 579.5977 | 717.3758 | 855.5394 | 991.9108 | 1130.2135 | 1268.6561
| HRV: Heavy Exercise, Oral Breathing | 0.14382 | 0.70384 | 0.99302 | 1.188 | 1.3302 | 1.4421 | 1.5337 | 1.6113 | 1.6782 | 1.7372 | 0.83 | 0.65 | 0.57 | 0.51545 | 0.47986 | 0.45136 | 0.42836 | 0.40988 | 0.39514 | 0.38284 | 5.0541 | 13.8759 | 23.8493 | 34.3322 | 45.0717 | 55.7838 | 66.4683 | 77.2226 | 88.0494 | 98.9517
| HRV: Heavy Exercise, Speaking | 0.80059 | 1.3667 | 1.6542 | 1.8408 | 1.9832 | 2.0953 | 2.1859 | 2.2633 | 2.3315 | 2.3916 | 0.83 | 0.65 | 0.57 | 0.51985 | 0.48329 | 0.45526 | 0.43259 | 0.41444 | 0.39859 | 0.38591 | 22.9308 | 63.8367 | 109.3013 | 155.3969 | 203.7759 | 252.5873 | 300.3784 | 349.0157 | 398.4688 | 448.6352
| HRV: Heavy Exercise, Loudly Speaking | 1.622 | 2.1837 | 2.4723 | 2.6644 | 2.8056 | 2.9173 | 3.0074 | 3.0867 | 3.153 | 3.2127 | 0.83 | 0.65 | 0.57 | 0.51888 | 0.48143 | 0.4543 | 0.43195 | 0.41225 | 0.39668 | 0.38273 | 151.9901 | 418.8936 | 719.114 | 1033.7114 | 1349.909 | 1673.9524 | 1989.4856 | 2315.8884 | 2633.7022 | 2957.1059
| MeV: Resting, Oral Breathing | 0.49136 | 1.4394 | 1.9231 | 2.2349 | 2.4694 | 2.6486 | 2.7976 | 2.9204 | 3.0282 | 3.1228 | 1.6 | 1.3 | 1.2 | 1.0751 | 1.0156 | 0.97378 | 0.94004 | 0.91194 | 0.88647 | 0.86693 | 37.2002 | 207.1497 | 540.1752 | 912.0249 | 1427.0955 | 2020.4781 | 2701.4471 | 3431.6783 | 4227.4279 | 5099.3536
| MeV: Resting, Speaking | 1.148 | 2.1035 | 2.5817 | 2.8933 | 3.1195 | 3.2973 | 3.441 | 3.567 | 3.6745 | 3.766 | 1.6 | 1.3 | 1.2 | 1.0683 | 1.0075 | 0.96259 | 0.92825 | 0.90069 | 0.87845 | 0.85824 | 168.726 | 955.7898 | 2461.1251 | 4110.2558 | 6295.2433 | 8841.2658 | 11671.6669 | 14944.7861 | 18494.3331 | 22124.3117
| MeV: Resting, Loudly Speaking | 1.9694 | 2.9229 | 3.4061 | 3.7266 | 3.9583 | 4.1344 | 4.2811 | 4.4041 | 4.5099 | 4.6018 | 1.6 | 1.3 | 1.2 | 1.0709 | 1.0174 | 0.97174 | 0.93372 | 0.9048 | 0.88094 | 0.85836 | 1118.3524 | 6306.1004 | 16426.05 | 28115.9213 | 44107.4943 | 61635.2583 | 81439.3744 | 103371.2213 | 127084.4551 | 151614.5035
| MeV: Standing, Oral Breathing | 0.53342 | 1.4935 | 1.9723 | 2.2784 | 2.5065 | 2.6857 | 2.8312 | 2.9563 | 3.0605 | 3.1554 | 1.6 | 1.3 | 1.2 | 1.0715 | 1.0123 | 0.96819 | 0.93126 | 0.90242 | 0.87928 | 0.85893 | 40.9833 | 234.6076 | 604.9165 | 1002.5271 | 1546.2841 | 2181.263 | 2879.4217 | 3672.8741 | 4503.7338 | 5428.8902
| MeV: Standing, Speaking | 1.1761 | 2.1379 | 2.6153 | 2.9259 | 3.1529 | 3.3298 | 3.4766 | 3.6006 | 3.7074 | 3.8034 | 1.6 | 1.3 | 1.2 | 1.0734 | 1.0131 | 0.97028 | 0.93359 | 0.90456 | 0.87868 | 0.8588 | 180.001 | 1034.5698 | 2658.879 | 4465.4407 | 6858.4718 | 9642.7064 | 12774.1465 | 16246.5146 | 19956.7213 | 24134.4508
| MeV: Standing, Loudly Speaking | 2.0116 | 2.9594 | 3.4416 | 3.7683 | 3.995 | 4.1722 | 4.3182 | 4.4398 | 4.5487 | 4.6399 | 1.6 | 1.3 | 1.2 | 1.0711 | 1.011 | 0.96907 | 0.93569 | 0.90666 | 0.88353 | 0.86161 | 1232.47 | 6858.1862 | 17822.0618 | 30956.2384 | 47525.4216 | 66954.9119 | 88990.9492 | 112559.6796 | 139504.8595 | 166368.6646
| MeV: Light Exercise, Oral Breathing | 0.94091 | 1.8987 | 2.3781 | 2.6934 | 2.9217 | 3.1045 | 3.2494 | 3.3719 | 3.4778 | 3.5733 | 1.6 | 1.3 | 1.2 | 1.0718 | 1.0151 | 0.97013 | 0.93339 | 0.90569 | 0.88129 | 0.86197 | 104.7352 | 596.4092 | 1539.8863 | 2607.9449 | 4039.8148 | 5739.2248 | 7568.5359 | 9610.4417 | 11810.0553 | 14279.7054
| MeV: Light Exercise, Speaking | 1.5977 | 2.5618 | 3.0336 | 3.3488 | 3.5784 | 3.7528 | 3.9002 | 4.025 | 4.1291 | 4.2233 | 1.6 | 1.3 | 1.2 | 1.0769 | 1.021 | 0.97704 | 0.94082 | 0.91058 | 0.88625 | 0.86689 | 475.1875 | 2745.6651 | 6966.7246 | 11890.4068 | 18495.5575 | 25812.534 | 34255.1052 | 43570.0043 | 53315.4681 | 64274.1968
| MeV: Light Exercise, Loudly Speaking | 2.415 | 3.3732 | 3.8577 | 4.1682 | 4.3967 | 4.5768 | 4.722 | 4.8445 | 4.9499 | 5.0433 | 1.6 | 1.3 | 1.2 | 1.0747 | 1.018 | 0.97104 | 0.93616 | 0.90672 | 0.87941 | 0.85804 | 3120.0169 | 17782.6933 | 46457.6629 | 78166.7339 | 121150.2311 | 170502.195 | 225666.6327 | 285823.9017 | 349168.702 | 418849.5326
| MeV: Heavy Exercise, Oral Breathing | 1.3195 | 2.273 | 2.7549 | 3.0686 | 3.2985 | 3.4782 | 3.6248 | 3.7489 | 3.8524 | 3.9462 | 1.6 | 1.3 | 1.2 | 1.0716 | 1.0093 | 0.96524 | 0.93097 | 0.90106 | 0.87578 | 0.85554 | 250.4537 | 1412.1029 | 3666.8123 | 6185.0031 | 9533.4065 | 13465.9359 | 17894.776 | 22730.5427 | 27742.6512 | 33360.9329
| MeV: Heavy Exercise, Speaking | 1.9763 | 2.9248 | 3.401 | 3.7253 | 3.9521 | 4.1344 | 4.2794 | 4.4021 | 4.5102 | 4.6038 | 1.6 | 1.3 | 1.2 | 1.0697 | 1.0093 | 0.96475 | 0.9288 | 0.89767 | 0.87614 | 0.8557 | 1136.3179 | 6333.6925 | 16234.1077 | 27978.3596 | 42938.5941 | 60972.4543 | 80509.4988 | 101749.9983 | 126223.6827 | 151683.9053
| MeV: Heavy Exercise, Loudly Speaking | 2.7977 | 3.7471 | 4.2337 | 4.5525 | 4.7806 | 4.9585 | 5.1074 | 5.2271 | 5.3342 | 5.428 | 1.6 | 1.3 | 1.2 | 1.0694 | 1.0087 | 0.96453 | 0.92942 | 0.90187 | 0.87804 | 0.85682 | 7531.7613 | 42063.0179 | 110418.856 | 187855.2889 | 289061.7543 | 406481.6356 | 542330.793 | 684491.7246 | 844207.3328 | 1013737.5557
| TB: Resting, Oral Breathing | -0.20761 | 0.58338 | 0.98895 | 1.2524 | 1.4453 | 1.5986 | 1.7231 | 1.8271 | 1.9201 | 1.9986 | 1.3 | 1 | 0.93 | 0.85858 | 0.80594 | 0.76664 | 0.7362 | 0.71218 | 0.69075 | 0.67381 | 4.669 | 18.1081 | 41.3258 | 67.8492 | 97.4811 | 130.5253 | 165.8108 | 202.9595 | 243.2259 | 283.8469
| TB: Resting, Speaking | 0.44903 | 1.2513 | 1.6518 | 1.9108 | 2.1054 | 2.2555 | 2.3784 | 2.4824 | 2.5748 | 2.6539 | 1.3 | 1 | 0.93 | 0.85417 | 0.80372 | 0.76716 | 0.73835 | 0.71381 | 0.69329 | 0.67487 | 21.177 | 84.2893 | 190.1565 | 306.8854 | 444.1023 | 592.8183 | 752.396 | 920.0673 | 1102.6855 | 1285.5621
| TB: Resting, Loudly Speaking | 1.2704 | 2.0698 | 2.4681 | 2.7408 | 2.9308 | 3.0797 | 3.2048 | 3.3071 | 3.3965 | 3.4757 | 1.3 | 1 | 0.93 | 0.85525 | 0.805 | 0.7678 | 0.7367 | 0.71073 | 0.69072 | 0.67333 | 140.3659 | 554.9375 | 1245.6236 | 2078.0012 | 2977.1515 | 3958.5479 | 5031.7009 | 6116.4449 | 7284.2914 | 8509.299
| TB: Standing, Oral Breathing | -0.16555 | 0.63473 | 1.0432 | 1.3034 | 1.497 | 1.6472 | 1.772 | 1.8766 | 1.965 | 2.0441 | 1.3 | 1 | 0.93 | 0.85599 | 0.80345 | 0.76474 | 0.73681 | 0.71105 | 0.69099 | 0.67364 | 5.1439 | 20.3808 | 46.8295 | 75.9984 | 109.3824 | 145.5532 | 185.7673 | 227.0923 | 269.7928 | 315.13
| TB: Standing, Speaking | 0.49136 | 1.2884 | 1.6899 | 1.9541 | 2.1493 | 2.2965 | 2.4213 | 2.5257 | 2.616 | 2.697 | 1.3 | 1 | 0.93 | 0.86095 | 0.8074 | 0.77122 | 0.74205 | 0.71489 | 0.6925 | 0.67467 | 23.3452 | 91.8031 | 207.5898 | 342.5726 | 494.1417 | 655.7089 | 835.2158 | 1018.2221 | 1210.8997 | 1419.2247
| TB: Standing, Loudly Speaking | 1.3126 | 2.1064 | 2.5109 | 2.7727 | 2.969 | 3.1208 | 3.2459 | 3.3531 | 3.4436 | 3.5225 | 1.3 | 1 | 0.93 | 0.86063 | 0.81035 | 0.77254 | 0.7435 | 0.71648 | 0.6952 | 0.67647 | 154.689 | 603.8058 | 1374.5547 | 2255.2343 | 3277.4881 | 4384.1631 | 5589.7985 | 6859.8919 | 8175.2938 | 9522.9387
| TB: Light Exercise, Oral Breathing | 0.24194 | 1.0346 | 1.435 | 1.7092 | 1.9014 | 2.0529 | 2.1748 | 2.2781 | 2.369 | 2.4462 | 1.3 | 1 | 0.93 | 0.85261 | 0.80657 | 0.76845 | 0.73929 | 0.71265 | 0.69276 | 0.67456 | 13.1455 | 51.1771 | 115.4293 | 192.434 | 278.88 | 372.6025 | 471.4772 | 573.823 | 685.9737 | 796.4824
| TB: Light Exercise, Speaking | 0.89871 | 1.6978 | 2.1017 | 2.3553 | 2.5504 | 2.7023 | 2.8289 | 2.9346 | 3.0269 | 3.1054 | 1.3 | 1 | 0.93 | 0.85644 | 0.8049 | 0.76746 | 0.73648 | 0.71129 | 0.69103 | 0.67312 | 59.6414 | 235.6535 | 535.745 | 856.8852 | 1239.7035 | 1659.4154 | 2116.7036 | 2596.1047 | 3111.6121 | 3626.01
| TB: Light Exercise, Loudly Speaking | 1.7243 | 2.5161 | 2.9205 | 3.1951 | 3.3855 | 3.5379 | 3.6627 | 3.7654 | 3.8548 | 3.9343 | 1.3 | 1 | 0.93 | 0.86025 | 0.80985 | 0.77252 | 0.74233 | 0.71574 | 0.69482 | 0.6768 | 399.1283 | 1551.0907 | 3530.0931 | 5961.4537 | 8545.1873 | 11453.2279 | 14568.2681 | 17708.7972 | 21060.468 | 24591.8392
| TB: Heavy Exercise, Oral Breathing | 0.62057 | 1.4145 | 1.8218 | 2.0828 | 2.276 | 2.4282 | 2.5506 | 2.6563 | 2.7473 | 2.8245 | 1.3 | 1 | 0.93 | 0.86046 | 0.80731 | 0.76914 | 0.73789 | 0.71373 | 0.69391 | 0.67457 | 31.4348 | 122.7391 | 281.2601 | 460.4699 | 661.5315 | 885.1628 | 1117.5978 | 1372.9389 | 1641.8727 | 1903.3418
| TB: Heavy Exercise, Speaking | 1.2773 | 2.0732 | 2.4763 | 2.7418 | 2.9327 | 3.0866 | 3.2124 | 3.3155 | 3.4064 | 3.4844 | 1.3 | 1 | 0.93 | 0.85517 | 0.80572 | 0.76847 | 0.73721 | 0.71201 | 0.68927 | 0.67372 | 142.6208 | 559.3619 | 1269.3703 | 2082.474 | 2993.4594 | 4026.6553 | 5124.1872 | 6248.2488 | 7435.8698 | 8686.2934
| TB: Heavy Exercise, Loudly Speaking | 2.0987 | 2.8985 | 3.3024 | 3.5671 | 3.7578 | 3.9093 | 4.0364 | 4.1401 | 4.2299 | 4.3072 | 1.3 | 1 | 0.93 | 0.85205 | 0.80273 | 0.7644 | 0.73531 | 0.70936 | 0.68677 | 0.67089 | 945.3217 | 3741.0884 | 8505.0095 | 13860.5932 | 19916.9502 | 26599.5556 | 34066.6164 | 41549.7671 | 49328.4885 | 57505.7853
| TB OT: Resting, Oral Breathing | -1.699 | -0.86262 | -0.4349 | -0.1419 | 0.060477 | 0.22245 | 0.3527 | 0.46277 | 0.55761 | 0.64184 | 1.4 | 1.1 | 1 | 0.9273 | 0.8737 | 0.83487 | 0.80485 | 0.77847 | 0.75558 | 0.73715 | 0.17592 | 0.75739 | 1.7361 | 3.0447 | 4.4646 | 6.1033 | 7.8626 | 9.7239 | 11.6746 | 13.7732
| TB OT: Resting, Speaking | -1.051 | -0.20302 | 0.22868 | 0.50634 | 0.71131 | 0.87249 | 1.0025 | 1.1116 | 1.2077 | 1.292 | 1.4 | 1.1 | 1 | 0.92773 | 0.87597 | 0.83724 | 0.8048 | 0.77869 | 0.75701 | 0.73851 | 0.78219 | 3.4587 | 8.0015 | 13.5546 | 20.0513 | 27.3652 | 35.1033 | 43.3283 | 52.2738 | 61.681
| TB OT: Resting, Loudly Speaking | -0.22957 | 0.6211 | 1.0472 | 1.3311 | 1.5363 | 1.6933 | 1.8236 | 1.9344 | 2.031 | 2.1173 | 1.4 | 1.1 | 1 | 0.92924 | 0.87565 | 0.83397 | 0.80151 | 0.77613 | 0.75415 | 0.73613 | 5.1845 | 23.0696 | 52.6895 | 90.7609 | 133.951 | 180.2061 | 231.3371 | 286.9769 | 346.4334 | 410.9616
| TB OT: Standing, Oral Breathing | -1.6655 | -0.81369 | -0.38776 | -0.10476 | 0.10098 | 0.26112 | 0.39334 | 0.50323 | 0.59822 | 0.68092 | 1.4 | 1.1 | 1 | 0.93454 | 0.87843 | 0.83898 | 0.80878 | 0.7801 | 0.7595 | 0.74042 | 0.18999 | 0.8477 | 1.9352 | 3.3541 | 4.9371 | 6.7142 | 8.6866 | 10.7003 | 12.8973 | 15.147
| TB OT: Standing, Speaking | -1.0088 | -0.15181 | 0.27715 | 0.5427 | 0.74993 | 0.91227 | 1.0449 | 1.1559 | 1.2508 | 1.3351 | 1.4 | 1.1 | 1 | 0.92784 | 0.87335 | 0.83346 | 0.80085 | 0.77397 | 0.75204 | 0.73314 | 0.86201 | 3.8916 | 8.9463 | 14.7407 | 21.827 | 29.8149 | 38.4614 | 47.6334 | 57.2842 | 67.5392
| TB OT: Standing, Loudly Speaking | -0.18738 | 0.66542 | 1.0907 | 1.3761 | 1.5791 | 1.7388 | 1.8694 | 1.9798 | 2.077 | 2.1606 | 1.4 | 1.1 | 1 | 0.92575 | 0.8704 | 0.83228 | 0.80115 | 0.7765 | 0.75343 | 0.73467 | 5.7136 | 25.5483 | 58.2422 | 100.1129 | 146.6302 | 199.5956 | 256.8967 | 318.7963 | 384.743 | 453.0163
| TB OT: Light Exercise, Oral Breathing | -1.2581 | -0.40851 | 0.014135 | 0.29789 | 0.50778 | 0.66794 | 0.80058 | 0.91003 | 1.0056 | 1.0876 | 1.4 | 1.1 | 1 | 0.93375 | 0.87886 | 0.83703 | 0.80143 | 0.77534 | 0.75298 | 0.7332 | 0.48554 | 2.1549 | 4.8823 | 8.4664 | 12.6056 | 17.0809 | 21.9346 | 27.1013 | 32.6168 | 38.2103
| TB OT: Light Exercise, Speaking | -0.60129 | 0.24684 | 0.67578 | 0.9501 | 1.159 | 1.3206 | 1.4496 | 1.5615 | 1.6571 | 1.7417 | 1.4 | 1.1 | 1 | 0.93059 | 0.87693 | 0.83873 | 0.80731 | 0.78012 | 0.75733 | 0.73813 | 2.2029 | 9.745 | 22.4013 | 37.8247 | 56.2992 | 76.9762 | 98.6634 | 122.3692 | 147.2134 | 173.5932
| TB OT: Light Exercise, Loudly Speaking | 0.23045 | 1.0687 | 1.4961 | 1.7858 | 1.9916 | 2.1522 | 2.2823 | 2.3936 | 2.4887 | 2.5711 | 1.4 | 1.1 | 1 | 0.9361 | 0.8814 | 0.83926 | 0.80607 | 0.7784 | 0.75504 | 0.73572 | 14.9532 | 64.6609 | 148.1189 | 261.3278 | 385.559 | 522.7352 | 669.7874 | 829.1173 | 995.3095 | 1167.8331
| TB OT: Heavy Exercise, Oral Breathing | -0.87943 | -0.029668 | 0.4015 | 0.67847 | 0.88245 | 1.0422 | 1.1735 | 1.284 | 1.3792 | 1.4619 | 1.4 | 1.1 | 1 | 0.93174 | 0.87908 | 0.83662 | 0.80263 | 0.77554 | 0.75346 | 0.73548 | 1.1611 | 5.1555 | 11.912 | 20.2732 | 29.8803 | 40.4066 | 51.8662 | 64.1341 | 77.1621 | 90.7811
| TB OT: Heavy Exercise, Speaking | -0.22265 | 0.62745 | 1.0567 | 1.3324 | 1.5368 | 1.699 | 1.8293 | 1.9405 | 2.0365 | 2.1193 | 1.4 | 1.1 | 1 | 0.92826 | 0.87632 | 0.83685 | 0.80379 | 0.77614 | 0.75284 | 0.73244 | 5.2678 | 23.4094 | 53.8563 | 90.8875 | 134.243 | 183.4346 | 235.2237 | 291.045 | 350.1992 | 410.4647
| TB OT: Heavy Exercise, Loudly Speaking | 0.59874 | 1.4501 | 1.8761 | 2.1568 | 2.3642 | 2.5232 | 2.6555 | 2.7657 | 2.8596 | 2.9417 | 1.4 | 1.1 | 1 | 0.92979 | 0.87435 | 0.83497 | 0.8035 | 0.7769 | 0.75408 | 0.73399 | 34.9163 | 155.6192 | 355.3321 | 607.9839 | 899.3833 | 1219.9545 | 1575.5551 | 1948.6962 | 2334.5664 | 2733.8558
| Fixed Quanta Emission Rate | 2.9868 | 3.2878 | 3.4639 | 3.5888 | 3.6857 | 3.7649 | 3.8319 | 3.8899 | 3.941 | 3.9868 | 1e-99 | 1e-99 | 1e-99 | 1e-99 | 1e-99 | 1e-99 | 1e-99 | 1e-99 | 1e-99 | 1e-99 | 970 | 1940 | 2910 | 3880 | 4850 | 5820 | 6790 | 7760 | 8730 | 9700
| Custom Distribution | 1.3 | 1.601 | 1.7771 | 1.9021 | 1.999 | 2.0782 | 2.1451 | 2.2031 | 2.2542 | 2.3 | 0.415 | 0.415 | 0.415 | 0.415 | 0.415 | 0.415 | 0.415 | 0.415 | 0.415 | 0.415 | 38.0113 | 76.0227 | 114.034 | 152.0454 | 190.0567 | 228.0681 | 266.0794 | 304.0908 | 342.1021 | 380.1135

## TECERQ2
| Enter (hr) | Exit (hr) | Erq (quanta/hr)
Susc. Occ. A | 2.5 | 3.25 | --
Inf. Occ. t(0) | 0 | 2 | 3.5461
Inf. Occ. #2 | 2 | 5.5 | 3.5461
[12 empty] | risk Erq | [5 empty] | risk Erq
| I = | 1 |  |  | Yes | [6 empty] | probability | 1 |  |  |  |  | probability | 1
|  | Inf. Occ. t(0) | Inf. Occ. t(0) | Inf. Occ. t(0) | Inf. Occ. #2 | Inf. Occ #2 | Inf. Occ #2 | no | Total | Continuous Occupancy | [5 empty] | Susceptible Occupant A
time (min) | time (hr) | quanta/hr | quanta/m3 occ | quanta/m3 | quanta/hr | quanta/m3 occ | quanta/m3 | quanta/m3 | quanta/m3 | n(t)dt | Dq | PI | R | Occupancy | time (min) | n(t)dt | Dq | PI | R | time (min) | Occupancy
0.1 | 0.0016667 | 3.5461 | 2.9667e-05 | 2.9667e-05 | 0 | 0 | 0 | 0 | 2.9667e-05 | [10 empty] | 0.1
1 | 0.016667 | 3.5461 | 0.00028089 | 0.00028089 | 0 | 0 | 0 | 0 | 0.00028089 | 4.2133e-06 | 2.0645e-06 | 2.0645e-06 | 2.0645e-06 | 484372 | 1 | 0 | 0 | 0 | 1e-20 | 1 | 99999
2 | 0.033333 | 3.5461 | 0.00052931 | 0.00052931 | 0 | 0 | 0 | 0 | 0.00052931 | 8.8218e-06 | 6.3872e-06 | 6.3872e-06 | 6.3872e-06 | 156563 | 2 | 0 | 0 | 0 | 1e-20 | 2 | 99999
3 | 0.05 | 3.5461 | 0.00074902 | 0.00074902 | 0 | 0 | 0 | 0 | 0.00074902 | 1.2484e-05 | 1.2504e-05 | 1.2504e-05 | 1.2504e-05 | 79973 | 3 | 0 | 0 | 0 | 1e-20 | 3 | 99999
4 | 0.066667 | 3.5461 | 0.00094333 | 0.00094333 | 0 | 0 | 0 | 0 | 0.00094333 | 1.5722e-05 | 2.0208e-05 | 2.0208e-05 | 2.0208e-05 | 49485 | 4 | 0 | 0 | 0 | 1e-20 | 4 | 99999
5 | 0.083333 | 3.5461 | 0.0011152 | 0.0011152 | 0 | 0 | 0 | 0 | 0.0011152 | 1.8586e-05 | 2.9315e-05 | 2.9315e-05 | 2.9315e-05 | 34112 | 5 | 0 | 0 | 0 | 1e-20 | 5 | 99999
6 | 0.1 | 3.5461 | 0.0012672 | 0.0012672 | 0 | 0 | 0 | 0 | 0.0012672 | 2.1119e-05 | 3.9664e-05 | 3.9663e-05 | 3.9663e-05 | 25212 | 6 | 0 | 0 | 0 | 1e-20 | 6 | 99999
7 | 0.11667 | 3.5461 | 0.0014016 | 0.0014016 | 0 | 0 | 0 | 0 | 0.0014016 | 2.336e-05 | 5.111e-05 | 5.1109e-05 | 5.1109e-05 | 19566 | 7 | 0 | 0 | 0 | 1e-20 | 7 | 99999
8 | 0.13333 | 3.5461 | 0.0015205 | 0.0015205 | 0 | 0 | 0 | 0 | 0.0015205 | 2.5341e-05 | 6.3527e-05 | 6.3525e-05 | 6.3525e-05 | 15741 | 8 | 0 | 0 | 0 | 1e-20 | 8 | 99999
9 | 0.15 | 3.5461 | 0.0016256 | 0.0016256 | 0 | 0 | 0 | 0 | 0.0016256 | 2.7093e-05 | 7.6803e-05 | 7.68e-05 | 7.68e-05 | 13020 | 9 | 0 | 0 | 0 | 1e-20 | 9 | 99999
10 | 0.16667 | 3.5461 | 0.0017186 | 0.0017186 | 0 | 0 | 0 | 0 | 0.0017186 | 2.8643e-05 | 9.0838e-05 | 9.0834e-05 | 9.0834e-05 | 11009 | 10 | 0 | 0 | 0 | 1e-20 | 10 | 99999
11 | 0.18333 | 3.5461 | 0.0018008 | 0.0018008 | 0 | 0 | 0 | 0 | 0.0018008 | 3.0014e-05 | 0.00010554 | 0.00010554 | 0.00010554 | 9475 | 11 | 0 | 0 | 0 | 1e-20 | 11 | 99999
12 | 0.2 | 3.5461 | 0.0018736 | 0.0018736 | 0 | 0 | 0 | 0 | 0.0018736 | 3.1226e-05 | 0.00012085 | 0.00012084 | 0.00012084 | 8275 | 12 | 0 | 0 | 0 | 1e-20 | 12 | 99999
13 | 0.21667 | 3.5461 | 0.0019379 | 0.0019379 | 0 | 0 | 0 | 0 | 0.0019379 | 3.2298e-05 | 0.00013667 | 0.00013666 | 0.00013666 | 7317 | 13 | 0 | 0 | 0 | 1e-20 | 13 | 99999
14 | 0.23333 | 3.5461 | 0.0019948 | 0.0019948 | 0 | 0 | 0 | 0 | 0.0019948 | 3.3246e-05 | 0.00015296 | 0.00015295 | 0.00015295 | 6538 | 14 | 0 | 0 | 0 | 1e-20 | 14 | 99999
15 | 0.25 | 3.5461 | 0.0020451 | 0.0020451 | 0 | 0 | 0 | 0 | 0.0020451 | 3.4085e-05 | 0.00016966 | 0.00016965 | 0.00016965 | 5894 | 15 | 0 | 0 | 0 | 1e-20 | 15 | 99999
16 | 0.26667 | 3.5461 | 0.0020896 | 0.0020896 | 0 | 0 | 0 | 0 | 0.0020896 | 3.4826e-05 | 0.00018673 | 0.00018671 | 0.00018671 | 5355 | 16 | 0 | 0 | 0 | 1e-20 | 16 | 99999
17 | 0.28333 | 3.5461 | 0.0021289 | 0.0021289 | 0 | 0 | 0 | 0 | 0.0021289 | 3.5482e-05 | 0.00020412 | 0.00020409 | 0.00020409 | 4899 | 17 | 0 | 0 | 0 | 1e-20 | 17 | 99999
18 | 0.3 | 3.5461 | 0.0021638 | 0.0021638 | 0 | 0 | 0 | 0 | 0.0021638 | 3.6063e-05 | 0.00022179 | 0.00022176 | 0.00022176 | 4509 | 18 | 0 | 0 | 0 | 1e-20 | 18 | 99999
19 | 0.31667 | 3.5461 | 0.0021945 | 0.0021945 | 0 | 0 | 0 | 0 | 0.0021945 | 3.6576e-05 | 0.00023971 | 0.00023968 | 0.00023968 | 4172 | 19 | 0 | 0 | 0 | 1e-20 | 19 | 99999
20 | 0.33333 | 3.5461 | 0.0022218 | 0.0022218 | 0 | 0 | 0 | 0 | 0.0022218 | 3.7029e-05 | 0.00025785 | 0.00025782 | 0.00025782 | 3878 | 20 | 0 | 0 | 0 | 1e-20 | 20 | 99999
21 | 0.35 | 3.5461 | 0.0022458 | 0.0022458 | 0 | 0 | 0 | 0 | 0.0022458 | 3.7431e-05 | 0.00027619 | 0.00027616 | 0.00027616 | 3621 | 21 | 0 | 0 | 0 | 1e-20 | 21 | 99999
22 | 0.36667 | 3.5461 | 0.0022671 | 0.0022671 | 0 | 0 | 0 | 0 | 0.0022671 | 3.7786e-05 | 0.00029471 | 0.00029466 | 0.00029466 | 3393 | 22 | 0 | 0 | 0 | 1e-20 | 22 | 99999
23 | 0.38333 | 3.5461 | 0.002286 | 0.002286 | 0 | 0 | 0 | 0 | 0.002286 | 3.8099e-05 | 0.00031338 | 0.00031333 | 0.00031333 | 3191 | 23 | 0 | 0 | 0 | 1e-20 | 23 | 99999
24 | 0.4 | 3.5461 | 0.0023026 | 0.0023026 | 0 | 0 | 0 | 0 | 0.0023026 | 3.8377e-05 | 0.00033218 | 0.00033213 | 0.00033213 | 3010 | 24 | 0 | 0 | 0 | 1e-20 | 24 | 99999
25 | 0.41667 | 3.5461 | 0.0023174 | 0.0023174 | 0 | 0 | 0 | 0 | 0.0023174 | 3.8623e-05 | 0.00035111 | 0.00035105 | 0.00035105 | 2848 | 25 | 0 | 0 | 0 | 1e-20 | 25 | 99999
26 | 0.43333 | 3.5461 | 0.0023304 | 0.0023304 | 0 | 0 | 0 | 0 | 0.0023304 | 3.884e-05 | 0.00037014 | 0.00037007 | 0.00037007 | 2702 | 26 | 0 | 0 | 0 | 1e-20 | 26 | 99999
27 | 0.45 | 3.5461 | 0.0023419 | 0.0023419 | 0 | 0 | 0 | 0 | 0.0023419 | 3.9032e-05 | 0.00038926 | 0.00038919 | 0.00038919 | 2569 | 27 | 0 | 0 | 0 | 1e-20 | 27 | 99999
28 | 0.46667 | 3.5461 | 0.0023521 | 0.0023521 | 0 | 0 | 0 | 0 | 0.0023521 | 3.9202e-05 | 0.00040847 | 0.00040839 | 0.00040839 | 2448 | 28 | 0 | 0 | 0 | 1e-20 | 28 | 99999
29 | 0.48333 | 3.5461 | 0.0023611 | 0.0023611 | 0 | 0 | 0 | 0 | 0.0023611 | 3.9352e-05 | 0.00042775 | 0.00042766 | 0.00042766 | 2338 | 29 | 0 | 0 | 0 | 1e-20 | 29 | 99999
30 | 0.5 | 3.5461 | 0.0023691 | 0.0023691 | 0 | 0 | 0 | 0 | 0.0023691 | 3.9485e-05 | 0.0004471 | 0.000447 | 0.000447 | 2237 | 30 | 0 | 0 | 0 | 1e-20 | 30 | 99999
31 | 0.51667 | 3.5461 | 0.0023761 | 0.0023761 | 0 | 0 | 0 | 0 | 0.0023761 | 3.9602e-05 | 0.00046651 | 0.0004664 | 0.0004664 | 2144 | 31 | 0 | 0 | 0 | 1e-20 | 31 | 99999
32 | 0.53333 | 3.5461 | 0.0023824 | 0.0023824 | 0 | 0 | 0 | 0 | 0.0023824 | 3.9706e-05 | 0.00048596 | 0.00048585 | 0.00048585 | 2058 | 32 | 0 | 0 | 0 | 1e-20 | 32 | 99999
33 | 0.55 | 3.5461 | 0.0023879 | 0.0023879 | 0 | 0 | 0 | 0 | 0.0023879 | 3.9798e-05 | 0.00050546 | 0.00050534 | 0.00050534 | 1978 | 33 | 0 | 0 | 0 | 1e-20 | 33 | 99999
34 | 0.56667 | 3.5461 | 0.0023928 | 0.0023928 | 0 | 0 | 0 | 0 | 0.0023928 | 3.9879e-05 | 0.000525 | 0.00052487 | 0.00052487 | 1905 | 34 | 0 | 0 | 0 | 1e-20 | 34 | 99999
35 | 0.58333 | 3.5461 | 0.0023971 | 0.0023971 | 0 | 0 | 0 | 0 | 0.0023971 | 3.9951e-05 | 0.00054458 | 0.00054443 | 0.00054443 | 1836 | 35 | 0 | 0 | 0 | 1e-20 | 35 | 99999
36 | 0.6 | 3.5461 | 0.0024009 | 0.0024009 | 0 | 0 | 0 | 0 | 0.0024009 | 4.0015e-05 | 0.00056419 | 0.00056403 | 0.00056403 | 1772 | 36 | 0 | 0 | 0 | 1e-20 | 36 | 99999
37 | 0.61667 | 3.5461 | 0.0024043 | 0.0024043 | 0 | 0 | 0 | 0 | 0.0024043 | 4.0071e-05 | 0.00058382 | 0.00058365 | 0.00058365 | 1713 | 37 | 0 | 0 | 0 | 1e-20 | 37 | 99999
38 | 0.63333 | 3.5461 | 0.0024072 | 0.0024072 | 0 | 0 | 0 | 0 | 0.0024072 | 4.0121e-05 | 0.00060348 | 0.0006033 | 0.0006033 | 1657 | 38 | 0 | 0 | 0 | 1e-20 | 38 | 99999
39 | 0.65 | 3.5461 | 0.0024099 | 0.0024099 | 0 | 0 | 0 | 0 | 0.0024099 | 4.0165e-05 | 0.00062316 | 0.00062297 | 0.00062297 | 1605 | 39 | 0 | 0 | 0 | 1e-20 | 39 | 99999
40 | 0.66667 | 3.5461 | 0.0024122 | 0.0024122 | 0 | 0 | 0 | 0 | 0.0024122 | 4.0203e-05 | 0.00064286 | 0.00064266 | 0.00064266 | 1556 | 40 | 0 | 0 | 0 | 1e-20 | 40 | 99999
41 | 0.68333 | 3.5461 | 0.0024143 | 0.0024143 | 0 | 0 | 0 | 0 | 0.0024143 | 4.0238e-05 | 0.00066258 | 0.00066236 | 0.00066236 | 1509 | 41 | 0 | 0 | 0 | 1e-20 | 41 | 99999
42 | 0.7 | 3.5461 | 0.0024161 | 0.0024161 | 0 | 0 | 0 | 0 | 0.0024161 | 4.0268e-05 | 0.00068231 | 0.00068208 | 0.00068208 | 1466 | 42 | 0 | 0 | 0 | 1e-20 | 42 | 99999
43 | 0.71667 | 3.5461 | 0.0024177 | 0.0024177 | 0 | 0 | 0 | 0 | 0.0024177 | 4.0295e-05 | 0.00070205 | 0.00070181 | 0.00070181 | 1424 | 43 | 0 | 0 | 0 | 1e-20 | 43 | 99999
44 | 0.73333 | 3.5461 | 0.0024191 | 0.0024191 | 0 | 0 | 0 | 0 | 0.0024191 | 4.0319e-05 | 0.00072181 | 0.00072155 | 0.00072155 | 1385 | 44 | 0 | 0 | 0 | 1e-20 | 44 | 99999
45 | 0.75 | 3.5461 | 0.0024204 | 0.0024204 | 0 | 0 | 0 | 0 | 0.0024204 | 4.034e-05 | 0.00074158 | 0.0007413 | 0.0007413 | 1348 | 45 | 0 | 0 | 0 | 1e-20 | 45 | 99999
46 | 0.76667 | 3.5461 | 0.0024215 | 0.0024215 | 0 | 0 | 0 | 0 | 0.0024215 | 4.0359e-05 | 0.00076135 | 0.00076106 | 0.00076106 | 1313 | 46 | 0 | 0 | 0 | 1e-20 | 46 | 99999
47 | 0.78333 | 3.5461 | 0.0024225 | 0.0024225 | 0 | 0 | 0 | 0 | 0.0024225 | 4.0375e-05 | 0.00078114 | 0.00078083 | 0.00078083 | 1280 | 47 | 0 | 0 | 0 | 1e-20 | 47 | 99999
48 | 0.8 | 3.5461 | 0.0024234 | 0.0024234 | 0 | 0 | 0 | 0 | 0.0024234 | 4.039e-05 | 0.00080093 | 0.00080061 | 0.00080061 | 1249 | 48 | 0 | 0 | 0 | 1e-20 | 48 | 99999
49 | 0.81667 | 3.5461 | 0.0024242 | 0.0024242 | 0 | 0 | 0 | 0 | 0.0024242 | 4.0403e-05 | 0.00082073 | 0.00082039 | 0.00082039 | 1218 | 49 | 0 | 0 | 0 | 1e-20 | 49 | 99999
50 | 0.83333 | 3.5461 | 0.0024248 | 0.0024248 | 0 | 0 | 0 | 0 | 0.0024248 | 4.0414e-05 | 0.00084053 | 0.00084018 | 0.00084018 | 1190 | 50 | 0 | 0 | 0 | 1e-20 | 50 | 99999
51 | 0.85 | 3.5461 | 0.0024254 | 0.0024254 | 0 | 0 | 0 | 0 | 0.0024254 | 4.0424e-05 | 0.00086034 | 0.00085997 | 0.00085997 | 1162 | 51 | 0 | 0 | 0 | 1e-20 | 51 | 99999
52 | 0.86667 | 3.5461 | 0.002426 | 0.002426 | 0 | 0 | 0 | 0 | 0.002426 | 4.0433e-05 | 0.00088015 | 0.00087976 | 0.00087976 | 1136 | 52 | 0 | 0 | 0 | 1e-20 | 52 | 99999
53 | 0.88333 | 3.5461 | 0.0024264 | 0.0024264 | 0 | 0 | 0 | 0 | 0.0024264 | 4.0441e-05 | 0.00089996 | 0.00089956 | 0.00089956 | 1111 | 53 | 0 | 0 | 0 | 1e-20 | 53 | 99999
54 | 0.9 | 3.5461 | 0.0024269 | 0.0024269 | 0 | 0 | 0 | 0 | 0.0024269 | 4.0448e-05 | 0.00091978 | 0.00091936 | 0.00091936 | 1087 | 54 | 0 | 0 | 0 | 1e-20 | 54 | 99999
55 | 0.91667 | 3.5461 | 0.0024272 | 0.0024272 | 0 | 0 | 0 | 0 | 0.0024272 | 4.0454e-05 | 0.00093961 | 0.00093916 | 0.00093916 | 1064 | 55 | 0 | 0 | 0 | 1e-20 | 55 | 99999
56 | 0.93333 | 3.5461 | 0.0024276 | 0.0024276 | 0 | 0 | 0 | 0 | 0.0024276 | 4.0459e-05 | 0.00095943 | 0.00095897 | 0.00095897 | 1042 | 56 | 0 | 0 | 0 | 1e-20 | 56 | 99999
57 | 0.95 | 3.5461 | 0.0024279 | 0.0024279 | 0 | 0 | 0 | 0 | 0.0024279 | 4.0464e-05 | 0.00097926 | 0.00097878 | 0.00097878 | 1021 | 57 | 0 | 0 | 0 | 1e-20 | 57 | 99999
58 | 0.96667 | 3.5461 | 0.0024281 | 0.0024281 | 0 | 0 | 0 | 0 | 0.0024281 | 4.0468e-05 | 0.00099909 | 0.00099859 | 0.00099859 | 1001 | 58 | 0 | 0 | 0 | 1e-20 | 58 | 99999
59 | 0.98333 | 3.5461 | 0.0024283 | 0.0024283 | 0 | 0 | 0 | 0 | 0.0024283 | 4.0472e-05 | 0.0010189 | 0.0010184 | 0.0010184 | 981 | 59 | 0 | 0 | 0 | 1e-20 | 59 | 99999
60 | 1 | 3.5461 | 0.0024285 | 0.0024285 | 0 | 0 | 0 | 0 | 0.0024285 | 4.0476e-05 | 0.0010388 | 0.0010382 | 0.0010382 | 963 | 60 | 0 | 0 | 0 | 1e-20 | 60 | 99999
61 | 1.0167 | 3.5461 | 0.0024287 | 0.0024287 | 0 | 0 | 0 | 0 | 0.0024287 | 4.0479e-05 | 0.0010586 | 0.001058 | 0.001058 | 945 | 61 | 0 | 0 | 0 | 1e-20 | 61 | 99999
62 | 1.0333 | 3.5461 | 0.0024289 | 0.0024289 | 0 | 0 | 0 | 0 | 0.0024289 | 4.0481e-05 | 0.0010784 | 0.0010778 | 0.0010778 | 927 | 62 | 0 | 0 | 0 | 1e-20 | 62 | 99999
63 | 1.05 | 3.5461 | 0.002429 | 0.002429 | 0 | 0 | 0 | 0 | 0.002429 | 4.0483e-05 | 0.0010983 | 0.0010977 | 0.0010977 | 911 | 63 | 0 | 0 | 0 | 1e-20 | 63 | 99999
64 | 1.0667 | 3.5461 | 0.0024291 | 0.0024291 | 0 | 0 | 0 | 0 | 0.0024291 | 4.0485e-05 | 0.0011181 | 0.0011175 | 0.0011175 | 894 | 64 | 0 | 0 | 0 | 1e-20 | 64 | 99999
65 | 1.0833 | 3.5461 | 0.0024292 | 0.0024292 | 0 | 0 | 0 | 0 | 0.0024292 | 4.0487e-05 | 0.0011379 | 0.0011373 | 0.0011373 | 879 | 65 | 0 | 0 | 0 | 1e-20 | 65 | 99999
66 | 1.1 | 3.5461 | 0.0024293 | 0.0024293 | 0 | 0 | 0 | 0 | 0.0024293 | 4.0489e-05 | 0.0011578 | 0.0011571 | 0.0011571 | 864 | 66 | 0 | 0 | 0 | 1e-20 | 66 | 99999
67 | 1.1167 | 3.5461 | 0.0024294 | 0.0024294 | 0 | 0 | 0 | 0 | 0.0024294 | 4.049e-05 | 0.0011776 | 0.0011769 | 0.0011769 | 849 | 67 | 0 | 0 | 0 | 1e-20 | 67 | 99999
68 | 1.1333 | 3.5461 | 0.0024295 | 0.0024295 | 0 | 0 | 0 | 0 | 0.0024295 | 4.0492e-05 | 0.0011975 | 0.0011967 | 0.0011967 | 835 | 68 | 0 | 0 | 0 | 1e-20 | 68 | 99999
69 | 1.15 | 3.5461 | 0.0024296 | 0.0024296 | 0 | 0 | 0 | 0 | 0.0024296 | 4.0493e-05 | 0.0012173 | 0.0012166 | 0.0012166 | 821 | 69 | 0 | 0 | 0 | 1e-20 | 69 | 99999
70 | 1.1667 | 3.5461 | 0.0024296 | 0.0024296 | 0 | 0 | 0 | 0 | 0.0024296 | 4.0494e-05 | 0.0012371 | 0.0012364 | 0.0012364 | 808 | 70 | 0 | 0 | 0 | 1e-20 | 70 | 99999
71 | 1.1833 | 3.5461 | 0.0024297 | 0.0024297 | 0 | 0 | 0 | 0 | 0.0024297 | 4.0494e-05 | 0.001257 | 0.0012562 | 0.0012562 | 796 | 71 | 0 | 0 | 0 | 1e-20 | 71 | 99999
72 | 1.2 | 3.5461 | 0.0024297 | 0.0024297 | 0 | 0 | 0 | 0 | 0.0024297 | 4.0495e-05 | 0.0012768 | 0.001276 | 0.001276 | 783 | 72 | 0 | 0 | 0 | 1e-20 | 72 | 99999
73 | 1.2167 | 3.5461 | 0.0024298 | 0.0024298 | 0 | 0 | 0 | 0 | 0.0024298 | 4.0496e-05 | 0.0012967 | 0.0012958 | 0.0012958 | 771 | 73 | 0 | 0 | 0 | 1e-20 | 73 | 99999
74 | 1.2333 | 3.5461 | 0.0024298 | 0.0024298 | 0 | 0 | 0 | 0 | 0.0024298 | 4.0496e-05 | 0.0013165 | 0.0013156 | 0.0013156 | 760 | 74 | 0 | 0 | 0 | 1e-20 | 74 | 99999
75 | 1.25 | 3.5461 | 0.0024298 | 0.0024298 | 0 | 0 | 0 | 0 | 0.0024298 | 4.0497e-05 | 0.0013364 | 0.0013355 | 0.0013355 | 748 | 75 | 0 | 0 | 0 | 1e-20 | 75 | 99999
76 | 1.2667 | 3.5461 | 0.0024298 | 0.0024298 | 0 | 0 | 0 | 0 | 0.0024298 | 4.0497e-05 | 0.0013562 | 0.0013553 | 0.0013553 | 737 | 76 | 0 | 0 | 0 | 1e-20 | 76 | 99999
77 | 1.2833 | 3.5461 | 0.0024299 | 0.0024299 | 0 | 0 | 0 | 0 | 0.0024299 | 4.0498e-05 | 0.001376 | 0.0013751 | 0.0013751 | 727 | 77 | 0 | 0 | 0 | 1e-20 | 77 | 99999
78 | 1.3 | 3.5461 | 0.0024299 | 0.0024299 | 0 | 0 | 0 | 0 | 0.0024299 | 4.0498e-05 | 0.0013959 | 0.0013949 | 0.0013949 | 716 | 78 | 0 | 0 | 0 | 1e-20 | 78 | 99999
79 | 1.3167 | 3.5461 | 0.0024299 | 0.0024299 | 0 | 0 | 0 | 0 | 0.0024299 | 4.0499e-05 | 0.0014157 | 0.0014147 | 0.0014147 | 706 | 79 | 0 | 0 | 0 | 1e-20 | 79 | 99999
80 | 1.3333 | 3.5461 | 0.0024299 | 0.0024299 | 0 | 0 | 0 | 0 | 0.0024299 | 4.0499e-05 | 0.0014356 | 0.0014345 | 0.0014345 | 697 | 80 | 0 | 0 | 0 | 1e-20 | 80 | 99999
81 | 1.35 | 3.5461 | 0.0024299 | 0.0024299 | 0 | 0 | 0 | 0 | 0.0024299 | 4.0499e-05 | 0.0014554 | 0.0014544 | 0.0014544 | 687 | 81 | 0 | 0 | 0 | 1e-20 | 81 | 99999
82 | 1.3667 | 3.5461 | 0.00243 | 0.00243 | 0 | 0 | 0 | 0 | 0.00243 | 4.0499e-05 | 0.0014753 | 0.0014742 | 0.0014742 | 678 | 82 | 0 | 0 | 0 | 1e-20 | 82 | 99999
83 | 1.3833 | 3.5461 | 0.00243 | 0.00243 | 0 | 0 | 0 | 0 | 0.00243 | 4.05e-05 | 0.0014951 | 0.001494 | 0.001494 | 669 | 83 | 0 | 0 | 0 | 1e-20 | 83 | 99999
84 | 1.4 | 3.5461 | 0.00243 | 0.00243 | 0 | 0 | 0 | 0 | 0.00243 | 4.05e-05 | 0.001515 | 0.0015138 | 0.0015138 | 660 | 84 | 0 | 0 | 0 | 1e-20 | 84 | 99999
85 | 1.4167 | 3.5461 | 0.00243 | 0.00243 | 0 | 0 | 0 | 0 | 0.00243 | 4.05e-05 | 0.0015348 | 0.0015336 | 0.0015336 | 652 | 85 | 0 | 0 | 0 | 1e-20 | 85 | 99999
86 | 1.4333 | 3.5461 | 0.00243 | 0.00243 | 0 | 0 | 0 | 0 | 0.00243 | 4.05e-05 | 0.0015546 | 0.0015534 | 0.0015534 | 643 | 86 | 0 | 0 | 0 | 1e-20 | 86 | 99999
87 | 1.45 | 3.5461 | 0.00243 | 0.00243 | 0 | 0 | 0 | 0 | 0.00243 | 4.05e-05 | 0.0015745 | 0.0015733 | 0.0015733 | 635 | 87 | 0 | 0 | 0 | 1e-20 | 87 | 99999
88 | 1.4667 | 3.5461 | 0.00243 | 0.00243 | 0 | 0 | 0 | 0 | 0.00243 | 4.05e-05 | 0.0015943 | 0.0015931 | 0.0015931 | 627 | 88 | 0 | 0 | 0 | 1e-20 | 88 | 99999
89 | 1.4833 | 3.5461 | 0.00243 | 0.00243 | 0 | 0 | 0 | 0 | 0.00243 | 4.05e-05 | 0.0016142 | 0.0016129 | 0.0016129 | 620 | 89 | 0 | 0 | 0 | 1e-20 | 89 | 99999
90 | 1.5 | 3.5461 | 0.00243 | 0.00243 | 0 | 0 | 0 | 0 | 0.00243 | 4.05e-05 | 0.001634 | 0.0016327 | 0.0016327 | 612 | 90 | 0 | 0 | 0 | 1e-20 | 90 | 99999
91 | 1.5167 | 3.5461 | 0.00243 | 0.00243 | 0 | 0 | 0 | 0 | 0.00243 | 4.0501e-05 | 0.0016539 | 0.0016525 | 0.0016525 | 605 | 91 | 0 | 0 | 0 | 1e-20 | 91 | 99999
92 | 1.5333 | 3.5461 | 0.00243 | 0.00243 | 0 | 0 | 0 | 0 | 0.00243 | 4.0501e-05 | 0.0016737 | 0.0016723 | 0.0016723 | 597 | 92 | 0 | 0 | 0 | 1e-20 | 92 | 99999
93 | 1.55 | 3.5461 | 0.00243 | 0.00243 | 0 | 0 | 0 | 0 | 0.00243 | 4.0501e-05 | 0.0016936 | 0.0016921 | 0.0016921 | 590 | 93 | 0 | 0 | 0 | 1e-20 | 93 | 99999
94 | 1.5667 | 3.5461 | 0.00243 | 0.00243 | 0 | 0 | 0 | 0 | 0.00243 | 4.0501e-05 | 0.0017134 | 0.0017119 | 0.0017119 | 584 | 94 | 0 | 0 | 0 | 1e-20 | 94 | 99999
95 | 1.5833 | 3.5461 | 0.00243 | 0.00243 | 0 | 0 | 0 | 0 | 0.00243 | 4.0501e-05 | 0.0017333 | 0.0017318 | 0.0017318 | 577 | 95 | 0 | 0 | 0 | 1e-20 | 95 | 99999
96 | 1.6 | 3.5461 | 0.00243 | 0.00243 | 0 | 0 | 0 | 0 | 0.00243 | 4.0501e-05 | 0.0017531 | 0.0017516 | 0.0017516 | 570 | 96 | 0 | 0 | 0 | 1e-20 | 96 | 99999
97 | 1.6167 | 3.5461 | 0.00243 | 0.00243 | 0 | 0 | 0 | 0 | 0.00243 | 4.0501e-05 | 0.0017729 | 0.0017714 | 0.0017714 | 564 | 97 | 0 | 0 | 0 | 1e-20 | 97 | 99999
98 | 1.6333 | 3.5461 | 0.00243 | 0.00243 | 0 | 0 | 0 | 0 | 0.00243 | 4.0501e-05 | 0.0017928 | 0.0017912 | 0.0017912 | 558 | 98 | 0 | 0 | 0 | 1e-20 | 98 | 99999
99 | 1.65 | 3.5461 | 0.0024301 | 0.0024301 | 0 | 0 | 0 | 0 | 0.0024301 | 4.0501e-05 | 0.0018126 | 0.001811 | 0.001811 | 552 | 99 | 0 | 0 | 0 | 1e-20 | 99 | 99999
100 | 1.6667 | 3.5461 | 0.0024301 | 0.0024301 | 0 | 0 | 0 | 0 | 0.0024301 | 4.0501e-05 | 0.0018325 | 0.0018308 | 0.0018308 | 546 | 100 | 0 | 0 | 0 | 1e-20 | 100 | 99999
101 | 1.6833 | 3.5461 | 0.0024301 | 0.0024301 | 0 | 0 | 0 | 0 | 0.0024301 | 4.0501e-05 | 0.0018523 | 0.0018506 | 0.0018506 | 540 | 101 | 0 | 0 | 0 | 1e-20 | 101 | 99999
102 | 1.7 | 3.5461 | 0.0024301 | 0.0024301 | 0 | 0 | 0 | 0 | 0.0024301 | 4.0501e-05 | 0.0018722 | 0.0018704 | 0.0018704 | 534 | 102 | 0 | 0 | 0 | 1e-20 | 102 | 99999
103 | 1.7167 | 3.5461 | 0.0024301 | 0.0024301 | 0 | 0 | 0 | 0 | 0.0024301 | 4.0501e-05 | 0.001892 | 0.0018902 | 0.0018902 | 529 | 103 | 0 | 0 | 0 | 1e-20 | 103 | 99999
104 | 1.7333 | 3.5461 | 0.0024301 | 0.0024301 | 0 | 0 | 0 | 0 | 0.0024301 | 4.0501e-05 | 0.0019119 | 0.00191 | 0.00191 | 523 | 104 | 0 | 0 | 0 | 1e-20 | 104 | 99999
105 | 1.75 | 3.5461 | 0.0024301 | 0.0024301 | 0 | 0 | 0 | 0 | 0.0024301 | 4.0501e-05 | 0.0019317 | 0.0019298 | 0.0019298 | 518 | 105 | 0 | 0 | 0 | 1e-20 | 105 | 99999
106 | 1.7667 | 3.5461 | 0.0024301 | 0.0024301 | 0 | 0 | 0 | 0 | 0.0024301 | 4.0501e-05 | 0.0019516 | 0.0019496 | 0.0019496 | 512 | 106 | 0 | 0 | 0 | 1e-20 | 106 | 99999
107 | 1.7833 | 3.5461 | 0.0024301 | 0.0024301 | 0 | 0 | 0 | 0 | 0.0024301 | 4.0501e-05 | 0.0019714 | 0.0019695 | 0.0019695 | 507 | 107 | 0 | 0 | 0 | 1e-20 | 107 | 99999
108 | 1.8 | 3.5461 | 0.0024301 | 0.0024301 | 0 | 0 | 0 | 0 | 0.0024301 | 4.0501e-05 | 0.0019912 | 0.0019893 | 0.0019893 | 502 | 108 | 0 | 0 | 0 | 1e-20 | 108 | 99999
109 | 1.8167 | 3.5461 | 0.0024301 | 0.0024301 | 0 | 0 | 0 | 0 | 0.0024301 | 4.0501e-05 | 0.0020111 | 0.0020091 | 0.0020091 | 497 | 109 | 0 | 0 | 0 | 1e-20 | 109 | 99999
110 | 1.8333 | 3.5461 | 0.0024301 | 0.0024301 | 0 | 0 | 0 | 0 | 0.0024301 | 4.0501e-05 | 0.0020309 | 0.0020289 | 0.0020289 | 492 | 110 | 0 | 0 | 0 | 1e-20 | 110 | 99999
111 | 1.85 | 3.5461 | 0.0024301 | 0.0024301 | 0 | 0 | 0 | 0 | 0.0024301 | 4.0501e-05 | 0.0020508 | 0.0020487 | 0.0020487 | 488 | 111 | 0 | 0 | 0 | 1e-20 | 111 | 99999
112 | 1.8667 | 3.5461 | 0.0024301 | 0.0024301 | 0 | 0 | 0 | 0 | 0.0024301 | 4.0501e-05 | 0.0020706 | 0.0020685 | 0.0020685 | 483 | 112 | 0 | 0 | 0 | 1e-20 | 112 | 99999
113 | 1.8833 | 3.5461 | 0.0024301 | 0.0024301 | 0 | 0 | 0 | 0 | 0.0024301 | 4.0501e-05 | 0.0020905 | 0.0020883 | 0.0020883 | 478 | 113 | 0 | 0 | 0 | 1e-20 | 113 | 99999
114 | 1.9 | 3.5461 | 0.0024301 | 0.0024301 | 0 | 0 | 0 | 0 | 0.0024301 | 4.0501e-05 | 0.0021103 | 0.0021081 | 0.0021081 | 474 | 114 | 0 | 0 | 0 | 1e-20 | 114 | 99999
115 | 1.9167 | 3.5461 | 0.0024301 | 0.0024301 | 0 | 0 | 0 | 0 | 0.0024301 | 4.0501e-05 | 0.0021302 | 0.0021279 | 0.0021279 | 469 | 115 | 0 | 0 | 0 | 1e-20 | 115 | 99999
116 | 1.9333 | 3.5461 | 0.0024301 | 0.0024301 | 0 | 0 | 0 | 0 | 0.0024301 | 4.0501e-05 | 0.00215 | 0.0021477 | 0.0021477 | 465 | 116 | 0 | 0 | 0 | 1e-20 | 116 | 99999
117 | 1.95 | 3.5461 | 0.0024301 | 0.0024301 | 0 | 0 | 0 | 0 | 0.0024301 | 4.0501e-05 | 0.0021699 | 0.0021675 | 0.0021675 | 461 | 117 | 0 | 0 | 0 | 1e-20 | 117 | 99999
118 | 1.9667 | 3.5461 | 0.0024301 | 0.0024301 | 0 | 0 | 0 | 0 | 0.0024301 | 4.0501e-05 | 0.0021897 | 0.0021873 | 0.0021873 | 457 | 118 | 0 | 0 | 0 | 1e-20 | 118 | 99999
119 | 1.9833 | 3.5461 | 0.0024301 | 0.0024301 | 0 | 0 | 0 | 0 | 0.0024301 | 4.0501e-05 | 0.0022095 | 0.0022071 | 0.0022071 | 453 | 119 | 0 | 0 | 0 | 1e-20 | 119 | 99999
120 | 2 | 3.5461 | 0.0024301 | 0.0024301 | 3.5461 | 0 | 0 | 0 | 0.0024301 | 4.0501e-05 | 0.0022294 | 0.0022269 | 0.0022269 | 449 | 120 | 0 | 0 | 0 | 1e-20 | 120 | 99999
121 | 2.0167 | 0 | 0.0024301 | 0.0021492 | 3.5461 | 0.00028089 | 0.00028089 | 0 | 0.0024301 | 4.0501e-05 | 0.0022492 | 0.0022467 | 0.0022467 | 445 | 121 | 0 | 0 | 0 | 1e-20 | 121 | 99999
122 | 2.0333 | 0 | 0.0024301 | 0.0019008 | 3.5461 | 0.00052931 | 0.00052931 | 0 | 0.0024301 | 4.0501e-05 | 0.0022691 | 0.0022665 | 0.0022665 | 441 | 122 | 0 | 0 | 0 | 1e-20 | 122 | 99999
123 | 2.05 | 0 | 0.0024301 | 0.001681 | 3.5461 | 0.00074902 | 0.00074902 | 0 | 0.0024301 | 4.0501e-05 | 0.0022889 | 0.0022863 | 0.0022863 | 437 | 123 | 0 | 0 | 0 | 1e-20 | 123 | 99999
124 | 2.0667 | 0 | 0.0024301 | 0.0014867 | 3.5461 | 0.00094333 | 0.00094333 | 0 | 0.0024301 | 4.0501e-05 | 0.0023088 | 0.0023061 | 0.0023061 | 433 | 124 | 0 | 0 | 0 | 1e-20 | 124 | 99999
125 | 2.0833 | 0 | 0.0024301 | 0.0013149 | 3.5461 | 0.0011152 | 0.0011152 | 0 | 0.0024301 | 4.0501e-05 | 0.0023286 | 0.0023259 | 0.0023259 | 429 | 125 | 0 | 0 | 0 | 1e-20 | 125 | 99999
126 | 2.1 | 0 | 0.0024301 | 0.0011629 | 3.5461 | 0.0012672 | 0.0012672 | 0 | 0.0024301 | 4.0501e-05 | 0.0023485 | 0.0023457 | 0.0023457 | 426 | 126 | 0 | 0 | 0 | 1e-20 | 126 | 99999
127 | 2.1167 | 0 | 0.0024301 | 0.0010285 | 3.5461 | 0.0014016 | 0.0014016 | 0 | 0.0024301 | 4.0501e-05 | 0.0023683 | 0.0023655 | 0.0023655 | 422 | 127 | 0 | 0 | 0 | 1e-20 | 127 | 99999
128 | 2.1333 | 0 | 0.0024301 | 0.0009096 | 3.5461 | 0.0015205 | 0.0015205 | 0 | 0.0024301 | 4.0501e-05 | 0.0023882 | 0.0023853 | 0.0023853 | 419 | 128 | 0 | 0 | 0 | 1e-20 | 128 | 99999
129 | 2.15 | 0 | 0.0024301 | 0.00080446 | 3.5461 | 0.0016256 | 0.0016256 | 0 | 0.0024301 | 4.0501e-05 | 0.002408 | 0.0024051 | 0.0024051 | 415 | 129 | 0 | 0 | 0 | 1e-20 | 129 | 99999
130 | 2.1667 | 0 | 0.0024301 | 0.00071147 | 3.5461 | 0.0017186 | 0.0017186 | 0 | 0.0024301 | 4.0501e-05 | 0.0024278 | 0.0024249 | 0.0024249 | 412 | 130 | 0 | 0 | 0 | 1e-20 | 130 | 99999
131 | 2.1833 | 0 | 0.0024301 | 0.00062924 | 3.5461 | 0.0018008 | 0.0018008 | 0 | 0.0024301 | 4.0501e-05 | 0.0024477 | 0.0024447 | 0.0024447 | 409 | 131 | 0 | 0 | 0 | 1e-20 | 131 | 99999
132 | 2.2 | 0 | 0.0024301 | 0.0005565 | 3.5461 | 0.0018736 | 0.0018736 | 0 | 0.0024301 | 4.0501e-05 | 0.0024675 | 0.0024645 | 0.0024645 | 405 | 132 | 0 | 0 | 0 | 1e-20 | 132 | 99999
133 | 2.2167 | 0 | 0.0024301 | 0.00049218 | 3.5461 | 0.0019379 | 0.0019379 | 0 | 0.0024301 | 4.0501e-05 | 0.0024874 | 0.0024843 | 0.0024843 | 402 | 133 | 0 | 0 | 0 | 1e-20 | 133 | 99999
134 | 2.2333 | 0 | 0.0024301 | 0.00043529 | 3.5461 | 0.0019948 | 0.0019948 | 0 | 0.0024301 | 4.0501e-05 | 0.0025072 | 0.0025041 | 0.0025041 | 399 | 134 | 0 | 0 | 0 | 1e-20 | 134 | 99999
135 | 2.25 | 0 | 0.0024301 | 0.00038497 | 3.5461 | 0.0020451 | 0.0020451 | 0 | 0.0024301 | 4.0501e-05 | 0.0025271 | 0.0025239 | 0.0025239 | 396 | 135 | 0 | 0 | 0 | 1e-20 | 135 | 99999
136 | 2.2667 | 0 | 0.0024301 | 0.00034047 | 3.5461 | 0.0020896 | 0.0020896 | 0 | 0.0024301 | 4.0501e-05 | 0.0025469 | 0.0025437 | 0.0025437 | 393 | 136 | 0 | 0 | 0 | 1e-20 | 136 | 99999
137 | 2.2833 | 0 | 0.0024301 | 0.00030112 | 3.5461 | 0.0021289 | 0.0021289 | 0 | 0.0024301 | 4.0501e-05 | 0.0025668 | 0.0025635 | 0.0025635 | 390 | 137 | 0 | 0 | 0 | 1e-20 | 137 | 99999
138 | 2.3 | 0 | 0.0024301 | 0.00026631 | 3.5461 | 0.0021638 | 0.0021638 | 0 | 0.0024301 | 4.0501e-05 | 0.0025866 | 0.0025833 | 0.0025833 | 387 | 138 | 0 | 0 | 0 | 1e-20 | 138 | 99999
139 | 2.3167 | 0 | 0.0024301 | 0.00023553 | 3.5461 | 0.0021945 | 0.0021945 | 0 | 0.0024301 | 4.0501e-05 | 0.0026065 | 0.0026031 | 0.0026031 | 384 | 139 | 0 | 0 | 0 | 1e-20 | 139 | 99999
140 | 2.3333 | 0 | 0.0024301 | 0.00020831 | 3.5461 | 0.0022218 | 0.0022218 | 0 | 0.0024301 | 4.0501e-05 | 0.0026263 | 0.0026229 | 0.0026229 | 381 | 140 | 0 | 0 | 0 | 1e-20 | 140 | 99999
141 | 2.35 | 0 | 0.0024301 | 0.00018423 | 3.5461 | 0.0022458 | 0.0022458 | 0 | 0.0024301 | 4.0501e-05 | 0.0026461 | 0.0026426 | 0.0026426 | 378 | 141 | 0 | 0 | 0 | 1e-20 | 141 | 99999
142 | 2.3667 | 0 | 0.0024301 | 0.00016293 | 3.5461 | 0.0022671 | 0.0022671 | 0 | 0.0024301 | 4.0501e-05 | 0.002666 | 0.0026624 | 0.0026624 | 375 | 142 | 0 | 0 | 0 | 1e-20 | 142 | 99999
143 | 2.3833 | 0 | 0.0024301 | 0.0001441 | 3.5461 | 0.002286 | 0.002286 | 0 | 0.0024301 | 4.0501e-05 | 0.0026858 | 0.0026822 | 0.0026822 | 372 | 143 | 0 | 0 | 0 | 1e-20 | 143 | 99999
144 | 2.4 | 0 | 0.0024301 | 0.00012744 | 3.5461 | 0.0023026 | 0.0023026 | 0 | 0.0024301 | 4.0501e-05 | 0.0027057 | 0.002702 | 0.002702 | 370 | 144 | 0 | 0 | 0 | 1e-20 | 144 | 99999
145 | 2.4167 | 0 | 0.0024301 | 0.00011271 | 3.5461 | 0.0023174 | 0.0023174 | 0 | 0.0024301 | 4.0501e-05 | 0.0027255 | 0.0027218 | 0.0027218 | 367 | 145 | 0 | 0 | 0 | 1e-20 | 145 | 99999
146 | 2.4333 | 0 | 0.0024301 | 9.9684e-05 | 3.5461 | 0.0023304 | 0.0023304 | 0 | 0.0024301 | 4.0501e-05 | 0.0027454 | 0.0027416 | 0.0027416 | 364 | 146 | 0 | 0 | 0 | 1e-20 | 146 | 99999
147 | 2.45 | 0 | 0.0024301 | 8.8162e-05 | 3.5461 | 0.0023419 | 0.0023419 | 0 | 0.0024301 | 4.0501e-05 | 0.0027652 | 0.0027614 | 0.0027614 | 362 | 147 | 0 | 0 | 0 | 1e-20 | 147 | 99999
148 | 2.4667 | 0 | 0.0024301 | 7.7971e-05 | 3.5461 | 0.0023521 | 0.0023521 | 0 | 0.0024301 | 4.0501e-05 | 0.0027851 | 0.0027812 | 0.0027812 | 359 | 148 | 0 | 0 | 0 | 1e-20 | 148 | 99999
149 | 2.4833 | 0 | 0.0024301 | 6.8959e-05 | 3.5461 | 0.0023611 | 0.0023611 | 0 | 0.0024301 | 4.0501e-05 | 0.0028049 | 0.002801 | 0.002801 | 357 | 149 | 0 | 0 | 0 | 1e-20 | 149 | 99999
150 | 2.5 | 0 | 0.0024301 | 6.0988e-05 | 3.5461 | 0.0023691 | 0.0023691 | 0 | 0.0024301 | 4.0501e-05 | 0.0028248 | 0.0028208 | 0.0028208 | 354 | 150 | 4.0501e-05 | 1.9846e-05 | 1.9845e-05 | 1.9845e-05 | 150 | 50389
151 | 2.5167 | 0 | 0.0024301 | 5.3938e-05 | 3.5461 | 0.0023761 | 0.0023761 | 0 | 0.0024301 | 4.0501e-05 | 0.0028446 | 0.0028406 | 0.0028406 | 352 | 151 | 4.0501e-05 | 3.9691e-05 | 3.969e-05 | 3.969e-05 | 151 | 25195
152 | 2.5333 | 0 | 0.0024301 | 4.7704e-05 | 3.5461 | 0.0023824 | 0.0023824 | 0 | 0.0024301 | 4.0501e-05 | 0.0028644 | 0.0028603 | 0.0028603 | 349 | 152 | 4.0501e-05 | 5.9537e-05 | 5.9535e-05 | 5.9535e-05 | 152 | 16796
153 | 2.55 | 0 | 0.0024301 | 4.219e-05 | 3.5461 | 0.0023879 | 0.0023879 | 0 | 0.0024301 | 4.0501e-05 | 0.0028843 | 0.0028801 | 0.0028801 | 347 | 153 | 4.0501e-05 | 7.9382e-05 | 7.9379e-05 | 7.9379e-05 | 153 | 12597
154 | 2.5667 | 0 | 0.0024301 | 3.7313e-05 | 3.5461 | 0.0023928 | 0.0023928 | 0 | 0.0024301 | 4.0501e-05 | 0.0029041 | 0.0028999 | 0.0028999 | 344 | 154 | 4.0501e-05 | 9.9228e-05 | 9.9223e-05 | 9.9223e-05 | 154 | 10078
155 | 2.5833 | 0 | 0.0024301 | 3.3e-05 | 3.5461 | 0.0023971 | 0.0023971 | 0 | 0.0024301 | 4.0501e-05 | 0.002924 | 0.0029197 | 0.0029197 | 342 | 155 | 4.0501e-05 | 0.00011907 | 0.00011907 | 0.00011907 | 155 | 8398
156 | 2.6 | 0 | 0.0024301 | 2.9186e-05 | 3.5461 | 0.0024009 | 0.0024009 | 0 | 0.0024301 | 4.0501e-05 | 0.0029438 | 0.0029395 | 0.0029395 | 340 | 156 | 4.0501e-05 | 0.00013892 | 0.00013891 | 0.00013891 | 156 | 7198
157 | 2.6167 | 0 | 0.0024301 | 2.5812e-05 | 3.5461 | 0.0024043 | 0.0024043 | 0 | 0.0024301 | 4.0501e-05 | 0.0029637 | 0.0029593 | 0.0029593 | 337 | 157 | 4.0501e-05 | 0.00015876 | 0.00015875 | 0.00015875 | 157 | 6299
158 | 2.6333 | 0 | 0.0024301 | 2.2828e-05 | 3.5461 | 0.0024072 | 0.0024072 | 0 | 0.0024301 | 4.0501e-05 | 0.0029835 | 0.0029791 | 0.0029791 | 335 | 158 | 4.0501e-05 | 0.00017861 | 0.00017859 | 0.00017859 | 158 | 5599
159 | 2.65 | 0 | 0.0024301 | 2.019e-05 | 3.5461 | 0.0024099 | 0.0024099 | 0 | 0.0024301 | 4.0501e-05 | 0.0030034 | 0.0029989 | 0.0029989 | 333 | 159 | 4.0501e-05 | 0.00019846 | 0.00019844 | 0.00019844 | 159 | 5039
160 | 2.6667 | 0 | 0.0024301 | 1.7856e-05 | 3.5461 | 0.0024122 | 0.0024122 | 0 | 0.0024301 | 4.0501e-05 | 0.0030232 | 0.0030186 | 0.0030186 | 331 | 160 | 4.0501e-05 | 0.0002183 | 0.00021828 | 0.00021828 | 160 | 4581
161 | 2.6833 | 0 | 0.0024301 | 1.5792e-05 | 3.5461 | 0.0024143 | 0.0024143 | 0 | 0.0024301 | 4.0501e-05 | 0.0030431 | 0.0030384 | 0.0030384 | 329 | 161 | 4.0501e-05 | 0.00023815 | 0.00023812 | 0.00023812 | 161 | 4199
162 | 2.7 | 0 | 0.0024301 | 1.3967e-05 | 3.5461 | 0.0024161 | 0.0024161 | 0 | 0.0024301 | 4.0501e-05 | 0.0030629 | 0.0030582 | 0.0030582 | 326 | 162 | 4.0501e-05 | 0.00025799 | 0.00025796 | 0.00025796 | 162 | 3876
163 | 2.7167 | 0 | 0.0024301 | 1.2352e-05 | 3.5461 | 0.0024177 | 0.0024177 | 0 | 0.0024301 | 4.0501e-05 | 0.0030827 | 0.003078 | 0.003078 | 324 | 163 | 4.0501e-05 | 0.00027784 | 0.0002778 | 0.0002778 | 163 | 3599
164 | 2.7333 | 0 | 0.0024301 | 1.0924e-05 | 3.5461 | 0.0024191 | 0.0024191 | 0 | 0.0024301 | 4.0501e-05 | 0.0031026 | 0.0030978 | 0.0030978 | 322 | 164 | 4.0501e-05 | 0.00029768 | 0.00029764 | 0.00029764 | 164 | 3359
165 | 2.75 | 0 | 0.0024301 | 9.6617e-06 | 3.5461 | 0.0024204 | 0.0024204 | 0 | 0.0024301 | 4.0501e-05 | 0.0031224 | 0.0031176 | 0.0031176 | 320 | 165 | 4.0501e-05 | 0.00031753 | 0.00031748 | 0.00031748 | 165 | 3149
166 | 2.7667 | 0 | 0.0024301 | 8.5449e-06 | 3.5461 | 0.0024215 | 0.0024215 | 0 | 0.0024301 | 4.0501e-05 | 0.0031423 | 0.0031374 | 0.0031374 | 318 | 166 | 4.0501e-05 | 0.00033737 | 0.00033732 | 0.00033732 | 166 | 2964
167 | 2.7833 | 0 | 0.0024301 | 7.5572e-06 | 3.5461 | 0.0024225 | 0.0024225 | 0 | 0.0024301 | 4.0501e-05 | 0.0031621 | 0.0031571 | 0.0031571 | 316 | 167 | 4.0501e-05 | 0.00035722 | 0.00035716 | 0.00035716 | 167 | 2799
168 | 2.8 | 0 | 0.0024301 | 6.6837e-06 | 3.5461 | 0.0024234 | 0.0024234 | 0 | 0.0024301 | 4.0501e-05 | 0.003182 | 0.0031769 | 0.0031769 | 314 | 168 | 4.0501e-05 | 0.00037706 | 0.00037699 | 0.00037699 | 168 | 2652
169 | 2.8167 | 0 | 0.0024301 | 5.9111e-06 | 3.5461 | 0.0024242 | 0.0024242 | 0 | 0.0024301 | 4.0501e-05 | 0.0032018 | 0.0031967 | 0.0031967 | 312 | 169 | 4.0501e-05 | 0.00039691 | 0.00039683 | 0.00039683 | 169 | 2519
170 | 2.8333 | 0 | 0.0024301 | 5.2279e-06 | 3.5461 | 0.0024248 | 0.0024248 | 0 | 0.0024301 | 4.0501e-05 | 0.0032217 | 0.0032165 | 0.0032165 | 310 | 170 | 4.0501e-05 | 0.00041676 | 0.00041667 | 0.00041667 | 170 | 2399
171 | 2.85 | 0 | 0.0024301 | 4.6236e-06 | 3.5461 | 0.0024254 | 0.0024254 | 0 | 0.0024301 | 4.0501e-05 | 0.0032415 | 0.0032363 | 0.0032363 | 308 | 171 | 4.0501e-05 | 0.0004366 | 0.00043651 | 0.00043651 | 171 | 2290
172 | 2.8667 | 0 | 0.0024301 | 4.0892e-06 | 3.5461 | 0.002426 | 0.002426 | 0 | 0.0024301 | 4.0501e-05 | 0.0032614 | 0.003256 | 0.003256 | 307 | 172 | 4.0501e-05 | 0.00045645 | 0.00045634 | 0.00045634 | 172 | 2191
173 | 2.8833 | 0 | 0.0024301 | 3.6165e-06 | 3.5461 | 0.0024264 | 0.0024264 | 0 | 0.0024301 | 4.0501e-05 | 0.0032812 | 0.0032758 | 0.0032758 | 305 | 173 | 4.0501e-05 | 0.00047629 | 0.00047618 | 0.00047618 | 173 | 2100
174 | 2.9 | 0 | 0.0024301 | 3.1985e-06 | 3.5461 | 0.0024269 | 0.0024269 | 0 | 0.0024301 | 4.0501e-05 | 0.003301 | 0.0032956 | 0.0032956 | 303 | 174 | 4.0501e-05 | 0.00049614 | 0.00049602 | 0.00049602 | 174 | 2016
175 | 2.9167 | 0 | 0.0024301 | 2.8288e-06 | 3.5461 | 0.0024272 | 0.0024272 | 0 | 0.0024301 | 4.0501e-05 | 0.0033209 | 0.0033154 | 0.0033154 | 301 | 175 | 4.0501e-05 | 0.00051598 | 0.00051585 | 0.00051585 | 175 | 1938
176 | 2.9333 | 0 | 0.0024301 | 2.5018e-06 | 3.5461 | 0.0024276 | 0.0024276 | 0 | 0.0024301 | 4.0501e-05 | 0.0033407 | 0.0033352 | 0.0033352 | 299 | 176 | 4.0501e-05 | 0.00053583 | 0.00053569 | 0.00053569 | 176 | 1866
177 | 2.95 | 0 | 0.0024301 | 2.2126e-06 | 3.5461 | 0.0024279 | 0.0024279 | 0 | 0.0024301 | 4.0501e-05 | 0.0033606 | 0.0033549 | 0.0033549 | 298 | 177 | 4.0501e-05 | 0.00055567 | 0.00055552 | 0.00055552 | 177 | 1800
178 | 2.9667 | 0 | 0.0024301 | 1.9569e-06 | 3.5461 | 0.0024281 | 0.0024281 | 0 | 0.0024301 | 4.0501e-05 | 0.0033804 | 0.0033747 | 0.0033747 | 296 | 178 | 4.0501e-05 | 0.00057552 | 0.00057535 | 0.00057535 | 178 | 1738
179 | 2.9833 | 0 | 0.0024301 | 1.7307e-06 | 3.5461 | 0.0024283 | 0.0024283 | 0 | 0.0024301 | 4.0501e-05 | 0.0034003 | 0.0033945 | 0.0033945 | 294 | 179 | 4.0501e-05 | 0.00059537 | 0.00059519 | 0.00059519 | 179 | 1680
180 | 3 | 0 | 0.0024301 | 1.5306e-06 | 3.5461 | 0.0024285 | 0.0024285 | 0 | 0.0024301 | 4.0501e-05 | 0.0034201 | 0.0034143 | 0.0034143 | 292 | 180 | 4.0501e-05 | 0.00061521 | 0.00061502 | 0.00061502 | 180 | 1625
181 | 3.0167 | 0 | 0.0024301 | 1.3537e-06 | 3.5461 | 0.0024287 | 0.0024287 | 0 | 0.0024301 | 4.0501e-05 | 0.00344 | 0.0034341 | 0.0034341 | 291 | 181 | 4.0501e-05 | 0.00063506 | 0.00063486 | 0.00063486 | 181 | 1575
182 | 3.0333 | 0 | 0.0024301 | 1.1972e-06 | 3.5461 | 0.0024289 | 0.0024289 | 0 | 0.0024301 | 4.0501e-05 | 0.0034598 | 0.0034538 | 0.0034538 | 289 | 182 | 4.0501e-05 | 0.0006549 | 0.00065469 | 0.00065469 | 182 | 1527
183 | 3.05 | 0 | 0.0024301 | 1.0588e-06 | 3.5461 | 0.002429 | 0.002429 | 0 | 0.0024301 | 4.0501e-05 | 0.0034797 | 0.0034736 | 0.0034736 | 287 | 183 | 4.0501e-05 | 0.00067475 | 0.00067452 | 0.00067452 | 183 | 1482
184 | 3.0667 | 0 | 0.0024301 | 9.3645e-07 | 3.5461 | 0.0024291 | 0.0024291 | 0 | 0.0024301 | 4.0501e-05 | 0.0034995 | 0.0034934 | 0.0034934 | 286 | 184 | 4.0501e-05 | 0.00069459 | 0.00069435 | 0.00069435 | 184 | 1440
185 | 3.0833 | 0 | 0.0024301 | 8.2821e-07 | 3.5461 | 0.0024292 | 0.0024292 | 0 | 0.0024301 | 4.0501e-05 | 0.0035193 | 0.0035132 | 0.0035132 | 284 | 185 | 4.0501e-05 | 0.00071444 | 0.00071418 | 0.00071418 | 185 | 1400
186 | 3.1 | 0 | 0.0024301 | 7.3247e-07 | 3.5461 | 0.0024293 | 0.0024293 | 0 | 0.0024301 | 4.0501e-05 | 0.0035392 | 0.0035329 | 0.0035329 | 283 | 186 | 4.0501e-05 | 0.00073428 | 0.00073401 | 0.00073401 | 186 | 1362
187 | 3.1167 | 0 | 0.0024301 | 6.4781e-07 | 3.5461 | 0.0024294 | 0.0024294 | 0 | 0.0024301 | 4.0501e-05 | 0.003559 | 0.0035527 | 0.0035527 | 281 | 187 | 4.0501e-05 | 0.00075413 | 0.00075385 | 0.00075385 | 187 | 1326
188 | 3.1333 | 0 | 0.0024301 | 5.7293e-07 | 3.5461 | 0.0024295 | 0.0024295 | 0 | 0.0024301 | 4.0501e-05 | 0.0035789 | 0.0035725 | 0.0035725 | 279 | 188 | 4.0501e-05 | 0.00077398 | 0.00077368 | 0.00077368 | 188 | 1292
189 | 3.15 | 0 | 0.0024301 | 5.067e-07 | 3.5461 | 0.0024296 | 0.0024296 | 0 | 0.0024301 | 4.0501e-05 | 0.0035987 | 0.0035923 | 0.0035923 | 278 | 189 | 4.0501e-05 | 0.00079382 | 0.00079351 | 0.00079351 | 189 | 1260
190 | 3.1667 | 0 | 0.0024301 | 4.4813e-07 | 3.5461 | 0.0024296 | 0.0024296 | 0 | 0.0024301 | 4.0501e-05 | 0.0036186 | 0.003612 | 0.003612 | 276 | 190 | 4.0501e-05 | 0.00081367 | 0.00081334 | 0.00081334 | 190 | 1229
191 | 3.1833 | 0 | 0.0024301 | 3.9634e-07 | 3.5461 | 0.0024297 | 0.0024297 | 0 | 0.0024301 | 4.0501e-05 | 0.0036384 | 0.0036318 | 0.0036318 | 275 | 191 | 4.0501e-05 | 0.00083351 | 0.00083316 | 0.00083316 | 191 | 1200
192 | 3.2 | 0 | 0.0024301 | 3.5052e-07 | 3.5461 | 0.0024297 | 0.0024297 | 0 | 0.0024301 | 4.0501e-05 | 0.0036583 | 0.0036516 | 0.0036516 | 273 | 192 | 4.0501e-05 | 0.00085336 | 0.00085299 | 0.00085299 | 192 | 1172
193 | 3.2167 | 0 | 0.0024301 | 3.1001e-07 | 3.5461 | 0.0024298 | 0.0024298 | 0 | 0.0024301 | 4.0501e-05 | 0.0036781 | 0.0036714 | 0.0036714 | 272 | 193 | 4.0501e-05 | 0.0008732 | 0.00087282 | 0.00087282 | 193 | 1145
194 | 3.2333 | 0 | 0.0024301 | 2.7417e-07 | 3.5461 | 0.0024298 | 0.0024298 | 0 | 0.0024301 | 4.0501e-05 | 0.003698 | 0.0036911 | 0.0036911 | 270 | 194 | 4.0501e-05 | 0.00089305 | 0.00089265 | 0.00089265 | 194 | 1120
195 | 3.25 | 0 | 0.0024301 | 2.4248e-07 | 3.5461 | 0.0024298 | 0.0024298 | 0 | 0.0024301 | 4.0501e-05 | 0.0037178 | 0.0037109 | 0.0037109 | 269 | 195 | 4.0501e-05 | 0.00091289 | 0.00091248 | 0.00091248 | 195 | 1095
196 | 3.2667 | 0 | 0.0024301 | 2.1445e-07 | 3.5461 | 0.0024298 | 0.0024298 | 0 | 0.0024301 | 4.0501e-05 | 0.0037376 | 0.0037307 | 0.0037307 | 268 | 196 | 0 | 0.00091289 | 0.00091248 | 0.00091248 | 196 | 1095
197 | 3.2833 | 0 | 0.0024301 | 1.8967e-07 | 3.5461 | 0.0024299 | 0.0024299 | 0 | 0.0024301 | 4.0501e-05 | 0.0037575 | 0.0037504 | 0.0037504 | 266 | 197 | 0 | 0.00091289 | 0.00091248 | 0.00091248 | 197 | 1095
198 | 3.3 | 0 | 0.0024301 | 1.6774e-07 | 3.5461 | 0.0024299 | 0.0024299 | 0 | 0.0024301 | 4.0501e-05 | 0.0037773 | 0.0037702 | 0.0037702 | 265 | 198 | 0 | 0.00091289 | 0.00091248 | 0.00091248 | 198 | 1095
199 | 3.3167 | 0 | 0.0024301 | 1.4835e-07 | 3.5461 | 0.0024299 | 0.0024299 | 0 | 0.0024301 | 4.0501e-05 | 0.0037972 | 0.00379 | 0.00379 | 263 | 199 | 0 | 0.00091289 | 0.00091248 | 0.00091248 | 199 | 1095
200 | 3.3333 | 0 | 0.0024301 | 1.3121e-07 | 3.5461 | 0.0024299 | 0.0024299 | 0 | 0.0024301 | 4.0501e-05 | 0.003817 | 0.0038098 | 0.0038098 | 262 | 200 | 0 | 0.00091289 | 0.00091248 | 0.00091248 | 200 | 1095
201 | 3.35 | 0 | 0.0024301 | 1.1604e-07 | 3.5461 | 0.0024299 | 0.0024299 | 0 | 0.0024301 | 4.0501e-05 | 0.0038369 | 0.0038295 | 0.0038295 | 261 | 201 | 0 | 0.00091289 | 0.00091248 | 0.00091248 | 201 | 1095
202 | 3.3667 | 0 | 0.0024301 | 1.0263e-07 | 3.5461 | 0.00243 | 0.00243 | 0 | 0.0024301 | 4.0501e-05 | 0.0038567 | 0.0038493 | 0.0038493 | 259 | 202 | 0 | 0.00091289 | 0.00091248 | 0.00091248 | 202 | 1095
203 | 3.3833 | 0 | 0.0024301 | 9.0764e-08 | 3.5461 | 0.00243 | 0.00243 | 0 | 0.0024301 | 4.0501e-05 | 0.0038766 | 0.0038691 | 0.0038691 | 258 | 203 | 0 | 0.00091289 | 0.00091248 | 0.00091248 | 203 | 1095
204 | 3.4 | 0 | 0.0024301 | 8.0273e-08 | 3.5461 | 0.00243 | 0.00243 | 0 | 0.0024301 | 4.0501e-05 | 0.0038964 | 0.0038888 | 0.0038888 | 257 | 204 | 0 | 0.00091289 | 0.00091248 | 0.00091248 | 204 | 1095
205 | 3.4167 | 0 | 0.0024301 | 7.0994e-08 | 3.5461 | 0.00243 | 0.00243 | 0 | 0.0024301 | 4.0501e-05 | 0.0039163 | 0.0039086 | 0.0039086 | 255 | 205 | 0 | 0.00091289 | 0.00091248 | 0.00091248 | 205 | 1095
206 | 3.4333 | 0 | 0.0024301 | 6.2788e-08 | 3.5461 | 0.00243 | 0.00243 | 0 | 0.0024301 | 4.0501e-05 | 0.0039361 | 0.0039284 | 0.0039284 | 254 | 206 | 0 | 0.00091289 | 0.00091248 | 0.00091248 | 206 | 1095
207 | 3.45 | 0 | 0.0024301 | 5.553e-08 | 3.5461 | 0.00243 | 0.00243 | 0 | 0.0024301 | 4.0501e-05 | 0.0039559 | 0.0039481 | 0.0039481 | 253 | 207 | 0 | 0.00091289 | 0.00091248 | 0.00091248 | 207 | 1095
208 | 3.4667 | 0 | 0.0024301 | 4.9112e-08 | 3.5461 | 0.00243 | 0.00243 | 0 | 0.0024301 | 4.0501e-05 | 0.0039758 | 0.0039679 | 0.0039679 | 252 | 208 | 0 | 0.00091289 | 0.00091248 | 0.00091248 | 208 | 1095
209 | 3.4833 | 0 | 0.0024301 | 4.3435e-08 | 3.5461 | 0.00243 | 0.00243 | 0 | 0.0024301 | 4.0501e-05 | 0.0039956 | 0.0039877 | 0.0039877 | 250 | 209 | 0 | 0.00091289 | 0.00091248 | 0.00091248 | 209 | 1095
210 | 3.5 | 0 | 0.0024301 | 3.8414e-08 | 3.5461 | 0.00243 | 0.00243 | 0 | 0.0024301 | 4.0501e-05 | 0.0040155 | 0.0040074 | 0.0040074 | 249 | 210 | 0 | 0.00091289 | 0.00091248 | 0.00091248 | 210 | 1095
211 | 3.5167 | 0 | 0.0024301 | 3.3974e-08 | 3.5461 | 0.00243 | 0.00243 | 0 | 0.0024301 | 4.0501e-05 | 0.0040353 | 0.0040272 | 0.0040272 | 248 | 211 | 0 | 0.00091289 | 0.00091248 | 0.00091248 | 211 | 1095
212 | 3.5333 | 0 | 0.0024301 | 3.0047e-08 | 3.5461 | 0.00243 | 0.00243 | 0 | 0.0024301 | 4.0501e-05 | 0.0040552 | 0.004047 | 0.004047 | 247 | 212 | 0 | 0.00091289 | 0.00091248 | 0.00091248 | 212 | 1095
213 | 3.55 | 0 | 0.0024301 | 2.6574e-08 | 3.5461 | 0.00243 | 0.00243 | 0 | 0.0024301 | 4.0501e-05 | 0.004075 | 0.0040667 | 0.0040667 | 245 | 213 | 0 | 0.00091289 | 0.00091248 | 0.00091248 | 213 | 1095
214 | 3.5667 | 0 | 0.0024301 | 2.3502e-08 | 3.5461 | 0.00243 | 0.00243 | 0 | 0.0024301 | 4.0501e-05 | 0.0040949 | 0.0040865 | 0.0040865 | 244 | 214 | 0 | 0.00091289 | 0.00091248 | 0.00091248 | 214 | 1095
215 | 3.5833 | 0 | 0.0024301 | 2.0786e-08 | 3.5461 | 0.00243 | 0.00243 | 0 | 0.0024301 | 4.0501e-05 | 0.0041147 | 0.0041063 | 0.0041063 | 243 | 215 | 0 | 0.00091289 | 0.00091248 | 0.00091248 | 215 | 1095
216 | 3.6 | 0 | 0.0024301 | 1.8383e-08 | 3.5461 | 0.00243 | 0.00243 | 0 | 0.0024301 | 4.0501e-05 | 0.0041346 | 0.004126 | 0.004126 | 242 | 216 | 0 | 0.00091289 | 0.00091248 | 0.00091248 | 216 | 1095
217 | 3.6167 | 0 | 0.0024301 | 1.6258e-08 | 3.5461 | 0.00243 | 0.00243 | 0 | 0.0024301 | 4.0501e-05 | 0.0041544 | 0.0041458 | 0.0041458 | 241 | 217 | 0 | 0.00091289 | 0.00091248 | 0.00091248 | 217 | 1095
218 | 3.6333 | 0 | 0.0024301 | 1.4379e-08 | 3.5461 | 0.00243 | 0.00243 | 0 | 0.0024301 | 4.0501e-05 | 0.0041742 | 0.0041655 | 0.0041655 | 240 | 218 | 0 | 0.00091289 | 0.00091248 | 0.00091248 | 218 | 1095
219 | 3.65 | 0 | 0.0024301 | 1.2717e-08 | 3.5461 | 0.0024301 | 0.0024301 | 0 | 0.0024301 | 4.0501e-05 | 0.0041941 | 0.0041853 | 0.0041853 | 238 | 219 | 0 | 0.00091289 | 0.00091248 | 0.00091248 | 219 | 1095
220 | 3.6667 | 0 | 0.0024301 | 1.1247e-08 | 3.5461 | 0.0024301 | 0.0024301 | 0 | 0.0024301 | 4.0501e-05 | 0.0042139 | 0.0042051 | 0.0042051 | 237 | 220 | 0 | 0.00091289 | 0.00091248 | 0.00091248 | 220 | 1095
221 | 3.6833 | 0 | 0.0024301 | 9.9469e-09 | 3.5461 | 0.0024301 | 0.0024301 | 0 | 0.0024301 | 4.0501e-05 | 0.0042338 | 0.0042248 | 0.0042248 | 236 | 221 | 0 | 0.00091289 | 0.00091248 | 0.00091248 | 221 | 1095
222 | 3.7 | 0 | 0.0024301 | 8.7971e-09 | 3.5461 | 0.0024301 | 0.0024301 | 0 | 0.0024301 | 4.0501e-05 | 0.0042536 | 0.0042446 | 0.0042446 | 235 | 222 | 0 | 0.00091289 | 0.00091248 | 0.00091248 | 222 | 1095
223 | 3.7167 | 0 | 0.0024301 | 7.7803e-09 | 3.5461 | 0.0024301 | 0.0024301 | 0 | 0.0024301 | 4.0501e-05 | 0.0042735 | 0.0042644 | 0.0042644 | 234 | 223 | 0 | 0.00091289 | 0.00091248 | 0.00091248 | 223 | 1095
224 | 3.7333 | 0 | 0.0024301 | 6.881e-09 | 3.5461 | 0.0024301 | 0.0024301 | 0 | 0.0024301 | 4.0501e-05 | 0.0042933 | 0.0042841 | 0.0042841 | 233 | 224 | 0 | 0.00091289 | 0.00091248 | 0.00091248 | 224 | 1095
225 | 3.75 | 0 | 0.0024301 | 6.0856e-09 | 3.5461 | 0.0024301 | 0.0024301 | 0 | 0.0024301 | 4.0501e-05 | 0.0043132 | 0.0043039 | 0.0043039 | 232 | 225 | 0 | 0.00091289 | 0.00091248 | 0.00091248 | 225 | 1095
226 | 3.7667 | 0 | 0.0024301 | 5.3822e-09 | 3.5461 | 0.0024301 | 0.0024301 | 0 | 0.0024301 | 4.0501e-05 | 0.004333 | 0.0043236 | 0.0043236 | 231 | 226 | 0 | 0.00091289 | 0.00091248 | 0.00091248 | 226 | 1095
227 | 3.7833 | 0 | 0.0024301 | 4.7601e-09 | 3.5461 | 0.0024301 | 0.0024301 | 0 | 0.0024301 | 4.0501e-05 | 0.0043529 | 0.0043434 | 0.0043434 | 230 | 227 | 0 | 0.00091289 | 0.00091248 | 0.00091248 | 227 | 1095
228 | 3.8 | 0 | 0.0024301 | 4.2099e-09 | 3.5461 | 0.0024301 | 0.0024301 | 0 | 0.0024301 | 4.0501e-05 | 0.0043727 | 0.0043632 | 0.0043632 | 229 | 228 | 0 | 0.00091289 | 0.00091248 | 0.00091248 | 228 | 1095
229 | 3.8167 | 0 | 0.0024301 | 3.7232e-09 | 3.5461 | 0.0024301 | 0.0024301 | 0 | 0.0024301 | 4.0501e-05 | 0.0043926 | 0.0043829 | 0.0043829 | 228 | 229 | 0 | 0.00091289 | 0.00091248 | 0.00091248 | 229 | 1095
230 | 3.8333 | 0 | 0.0024301 | 3.2929e-09 | 3.5461 | 0.0024301 | 0.0024301 | 0 | 0.0024301 | 4.0501e-05 | 0.0044124 | 0.0044027 | 0.0044027 | 227 | 230 | 0 | 0.00091289 | 0.00091248 | 0.00091248 | 230 | 1095
231 | 3.85 | 0 | 0.0024301 | 2.9123e-09 | 3.5461 | 0.0024301 | 0.0024301 | 0 | 0.0024301 | 4.0501e-05 | 0.0044322 | 0.0044224 | 0.0044224 | 226 | 231 | 0 | 0.00091289 | 0.00091248 | 0.00091248 | 231 | 1095
232 | 3.8667 | 0 | 0.0024301 | 2.5756e-09 | 3.5461 | 0.0024301 | 0.0024301 | 0 | 0.0024301 | 4.0501e-05 | 0.0044521 | 0.0044422 | 0.0044422 | 225 | 232 | 0 | 0.00091289 | 0.00091248 | 0.00091248 | 232 | 1095
233 | 3.8833 | 0 | 0.0024301 | 2.2779e-09 | 3.5461 | 0.0024301 | 0.0024301 | 0 | 0.0024301 | 4.0501e-05 | 0.0044719 | 0.0044619 | 0.0044619 | 224 | 233 | 0 | 0.00091289 | 0.00091248 | 0.00091248 | 233 | 1095
234 | 3.9 | 0 | 0.0024301 | 2.0146e-09 | 3.5461 | 0.0024301 | 0.0024301 | 0 | 0.0024301 | 4.0501e-05 | 0.0044918 | 0.0044817 | 0.0044817 | 223 | 234 | 0 | 0.00091289 | 0.00091248 | 0.00091248 | 234 | 1095
235 | 3.9167 | 0 | 0.0024301 | 1.7817e-09 | 3.5461 | 0.0024301 | 0.0024301 | 0 | 0.0024301 | 4.0501e-05 | 0.0045116 | 0.0045015 | 0.0045015 | 222 | 235 | 0 | 0.00091289 | 0.00091248 | 0.00091248 | 235 | 1095
236 | 3.9333 | 0 | 0.0024301 | 1.5758e-09 | 3.5461 | 0.0024301 | 0.0024301 | 0 | 0.0024301 | 4.0501e-05 | 0.0045315 | 0.0045212 | 0.0045212 | 221 | 236 | 0 | 0.00091289 | 0.00091248 | 0.00091248 | 236 | 1095
237 | 3.95 | 0 | 0.0024301 | 1.3937e-09 | 3.5461 | 0.0024301 | 0.0024301 | 0 | 0.0024301 | 4.0501e-05 | 0.0045513 | 0.004541 | 0.004541 | 220 | 237 | 0 | 0.00091289 | 0.00091248 | 0.00091248 | 237 | 1095
238 | 3.9667 | 0 | 0.0024301 | 1.2326e-09 | 3.5461 | 0.0024301 | 0.0024301 | 0 | 0.0024301 | 4.0501e-05 | 0.0045712 | 0.0045607 | 0.0045607 | 219 | 238 | 0 | 0.00091289 | 0.00091248 | 0.00091248 | 238 | 1095
239 | 3.9833 | 0 | 0.0024301 | 1.0901e-09 | 3.5461 | 0.0024301 | 0.0024301 | 0 | 0.0024301 | 4.0501e-05 | 0.004591 | 0.0045805 | 0.0045805 | 218 | 239 | 0 | 0.00091289 | 0.00091248 | 0.00091248 | 239 | 1095
240 | 4 | 0 | 0.0024301 | 9.6409e-10 | 3.5461 | 0.0024301 | 0.0024301 | 0 | 0.0024301 | 4.0501e-05 | 0.0046109 | 0.0046002 | 0.0046002 | 217 | 240 | 0 | 0.00091289 | 0.00091248 | 0.00091248 | 240 | 1095
241 | 4.0167 | 0 | 0.0024301 | 8.5265e-10 | 3.5461 | 0.0024301 | 0.0024301 | 0 | 0.0024301 | 4.0501e-05 | 0.0046307 | 0.00462 | 0.00462 | 216 | 241 | 0 | 0.00091289 | 0.00091248 | 0.00091248 | 241 | 1095
242 | 4.0333 | 0 | 0.0024301 | 7.5409e-10 | 3.5461 | 0.0024301 | 0.0024301 | 0 | 0.0024301 | 4.0501e-05 | 0.0046505 | 0.0046397 | 0.0046397 | 215 | 242 | 0 | 0.00091289 | 0.00091248 | 0.00091248 | 242 | 1095
243 | 4.05 | 0 | 0.0024301 | 6.6693e-10 | 3.5461 | 0.0024301 | 0.0024301 | 0 | 0.0024301 | 4.0501e-05 | 0.0046704 | 0.0046595 | 0.0046595 | 214 | 243 | 0 | 0.00091289 | 0.00091248 | 0.00091248 | 243 | 1095
244 | 4.0667 | 0 | 0.0024301 | 5.8984e-10 | 3.5461 | 0.0024301 | 0.0024301 | 0 | 0.0024301 | 4.0501e-05 | 0.0046902 | 0.0046793 | 0.0046793 | 213 | 244 | 0 | 0.00091289 | 0.00091248 | 0.00091248 | 244 | 1095
245 | 4.0833 | 0 | 0.0024301 | 5.2166e-10 | 3.5461 | 0.0024301 | 0.0024301 | 0 | 0.0024301 | 4.0501e-05 | 0.0047101 | 0.004699 | 0.004699 | 212 | 245 | 0 | 0.00091289 | 0.00091248 | 0.00091248 | 245 | 1095
246 | 4.1 | 0 | 0.0024301 | 4.6136e-10 | 3.5461 | 0.0024301 | 0.0024301 | 0 | 0.0024301 | 4.0501e-05 | 0.0047299 | 0.0047188 | 0.0047188 | 211 | 246 | 0 | 0.00091289 | 0.00091248 | 0.00091248 | 246 | 1095
247 | 4.1167 | 0 | 0.0024301 | 4.0803e-10 | 3.5461 | 0.0024301 | 0.0024301 | 0 | 0.0024301 | 4.0501e-05 | 0.0047498 | 0.0047385 | 0.0047385 | 211 | 247 | 0 | 0.00091289 | 0.00091248 | 0.00091248 | 247 | 1095
248 | 4.1333 | 0 | 0.0024301 | 3.6087e-10 | 3.5461 | 0.0024301 | 0.0024301 | 0 | 0.0024301 | 4.0501e-05 | 0.0047696 | 0.0047583 | 0.0047583 | 210 | 248 | 0 | 0.00091289 | 0.00091248 | 0.00091248 | 248 | 1095
249 | 4.15 | 0 | 0.0024301 | 3.1916e-10 | 3.5461 | 0.0024301 | 0.0024301 | 0 | 0.0024301 | 4.0501e-05 | 0.0047895 | 0.004778 | 0.004778 | 209 | 249 | 0 | 0.00091289 | 0.00091248 | 0.00091248 | 249 | 1095
250 | 4.1667 | 0 | 0.0024301 | 2.8227e-10 | 3.5461 | 0.0024301 | 0.0024301 | 0 | 0.0024301 | 4.0501e-05 | 0.0048093 | 0.0047978 | 0.0047978 | 208 | 250 | 0 | 0.00091289 | 0.00091248 | 0.00091248 | 250 | 1095
251 | 4.1833 | 0 | 0.0024301 | 2.4964e-10 | 3.5461 | 0.0024301 | 0.0024301 | 0 | 0.0024301 | 4.0501e-05 | 0.0048292 | 0.0048175 | 0.0048175 | 207 | 251 | 0 | 0.00091289 | 0.00091248 | 0.00091248 | 251 | 1095
252 | 4.2 | 0 | 0.0024301 | 2.2078e-10 | 3.5461 | 0.0024301 | 0.0024301 | 0 | 0.0024301 | 4.0501e-05 | 0.004849 | 0.0048373 | 0.0048373 | 206 | 252 | 0 | 0.00091289 | 0.00091248 | 0.00091248 | 252 | 1095
253 | 4.2167 | 0 | 0.0024301 | 1.9526e-10 | 3.5461 | 0.0024301 | 0.0024301 | 0 | 0.0024301 | 4.0501e-05 | 0.0048688 | 0.004857 | 0.004857 | 205 | 253 | 0 | 0.00091289 | 0.00091248 | 0.00091248 | 253 | 1095
254 | 4.2333 | 0 | 0.0024301 | 1.7269e-10 | 3.5461 | 0.0024301 | 0.0024301 | 0 | 0.0024301 | 4.0501e-05 | 0.0048887 | 0.0048768 | 0.0048768 | 205 | 254 | 0 | 0.00091289 | 0.00091248 | 0.00091248 | 254 | 1095
255 | 4.25 | 0 | 0.0024301 | 1.5273e-10 | 3.5461 | 0.0024301 | 0.0024301 | 0 | 0.0024301 | 4.0501e-05 | 0.0049085 | 0.0048965 | 0.0048965 | 204 | 255 | 0 | 0.00091289 | 0.00091248 | 0.00091248 | 255 | 1095
256 | 4.2667 | 0 | 0.0024301 | 1.3508e-10 | 3.5461 | 0.0024301 | 0.0024301 | 0 | 0.0024301 | 4.0501e-05 | 0.0049284 | 0.0049163 | 0.0049163 | 203 | 256 | 0 | 0.00091289 | 0.00091248 | 0.00091248 | 256 | 1095
257 | 4.2833 | 0 | 0.0024301 | 1.1946e-10 | 3.5461 | 0.0024301 | 0.0024301 | 0 | 0.0024301 | 4.0501e-05 | 0.0049482 | 0.004936 | 0.004936 | 202 | 257 | 0 | 0.00091289 | 0.00091248 | 0.00091248 | 257 | 1095
258 | 4.3 | 0 | 0.0024301 | 1.0566e-10 | 3.5461 | 0.0024301 | 0.0024301 | 0 | 0.0024301 | 4.0501e-05 | 0.0049681 | 0.0049558 | 0.0049558 | 201 | 258 | 0 | 0.00091289 | 0.00091248 | 0.00091248 | 258 | 1095
259 | 4.3167 | 0 | 0.0024301 | 9.3443e-11 | 3.5461 | 0.0024301 | 0.0024301 | 0 | 0.0024301 | 4.0501e-05 | 0.0049879 | 0.0049755 | 0.0049755 | 200 | 259 | 0 | 0.00091289 | 0.00091248 | 0.00091248 | 259 | 1095
260 | 4.3333 | 0 | 0.0024301 | 8.2642e-11 | 3.5461 | 0.0024301 | 0.0024301 | 0 | 0.0024301 | 4.0501e-05 | 0.0050078 | 0.0049952 | 0.0049952 | 200 | 260 | 0 | 0.00091289 | 0.00091248 | 0.00091248 | 260 | 1095
261 | 4.35 | 0 | 0.0024301 | 7.3089e-11 | 3.5461 | 0.0024301 | 0.0024301 | 0 | 0.0024301 | 4.0501e-05 | 0.0050276 | 0.005015 | 0.005015 | 199 | 261 | 0 | 0.00091289 | 0.00091248 | 0.00091248 | 261 | 1095
262 | 4.3667 | 0 | 0.0024301 | 6.4641e-11 | 3.5461 | 0.0024301 | 0.0024301 | 0 | 0.0024301 | 4.0501e-05 | 0.0050475 | 0.0050347 | 0.0050347 | 198 | 262 | 0 | 0.00091289 | 0.00091248 | 0.00091248 | 262 | 1095
263 | 4.3833 | 0 | 0.0024301 | 5.7169e-11 | 3.5461 | 0.0024301 | 0.0024301 | 0 | 0.0024301 | 4.0501e-05 | 0.0050673 | 0.0050545 | 0.0050545 | 197 | 263 | 0 | 0.00091289 | 0.00091248 | 0.00091248 | 263 | 1095
264 | 4.4 | 0 | 0.0024301 | 5.0561e-11 | 3.5461 | 0.0024301 | 0.0024301 | 0 | 0.0024301 | 4.0501e-05 | 0.0050871 | 0.0050742 | 0.0050742 | 197 | 264 | 0 | 0.00091289 | 0.00091248 | 0.00091248 | 264 | 1095
265 | 4.4167 | 0 | 0.0024301 | 4.4717e-11 | 3.5461 | 0.0024301 | 0.0024301 | 0 | 0.0024301 | 4.0501e-05 | 0.005107 | 0.005094 | 0.005094 | 196 | 265 | 0 | 0.00091289 | 0.00091248 | 0.00091248 | 265 | 1095
266 | 4.4333 | 0 | 0.0024301 | 3.9548e-11 | 3.5461 | 0.0024301 | 0.0024301 | 0 | 0.0024301 | 4.0501e-05 | 0.0051268 | 0.0051137 | 0.0051137 | 195 | 266 | 0 | 0.00091289 | 0.00091248 | 0.00091248 | 266 | 1095
267 | 4.45 | 0 | 0.0024301 | 3.4977e-11 | 3.5461 | 0.0024301 | 0.0024301 | 0 | 0.0024301 | 4.0501e-05 | 0.0051467 | 0.0051335 | 0.0051335 | 194 | 267 | 0 | 0.00091289 | 0.00091248 | 0.00091248 | 267 | 1095
268 | 4.4667 | 0 | 0.0024301 | 3.0934e-11 | 3.5461 | 0.0024301 | 0.0024301 | 0 | 0.0024301 | 4.0501e-05 | 0.0051665 | 0.0051532 | 0.0051532 | 194 | 268 | 0 | 0.00091289 | 0.00091248 | 0.00091248 | 268 | 1095
269 | 4.4833 | 0 | 0.0024301 | 2.7358e-11 | 3.5461 | 0.0024301 | 0.0024301 | 0 | 0.0024301 | 4.0501e-05 | 0.0051864 | 0.0051729 | 0.0051729 | 193 | 269 | 0 | 0.00091289 | 0.00091248 | 0.00091248 | 269 | 1095
270 | 4.5 | 0 | 0.0024301 | 2.4196e-11 | 3.5461 | 0.0024301 | 0.0024301 | 0 | 0.0024301 | 4.0501e-05 | 0.0052062 | 0.0051927 | 0.0051927 | 192 | 270 | 0 | 0.00091289 | 0.00091248 | 0.00091248 | 270 | 1095
271 | 4.5167 | 0 | 0.0024301 | 2.1399e-11 | 3.5461 | 0.0024301 | 0.0024301 | 0 | 0.0024301 | 4.0501e-05 | 0.0052261 | 0.0052124 | 0.0052124 | 191 | 271 | 0 | 0.00091289 | 0.00091248 | 0.00091248 | 271 | 1095
272 | 4.5333 | 0 | 0.0024301 | 1.8926e-11 | 3.5461 | 0.0024301 | 0.0024301 | 0 | 0.0024301 | 4.0501e-05 | 0.0052459 | 0.0052322 | 0.0052322 | 191 | 272 | 0 | 0.00091289 | 0.00091248 | 0.00091248 | 272 | 1095
273 | 4.55 | 0 | 0.0024301 | 1.6738e-11 | 3.5461 | 0.0024301 | 0.0024301 | 0 | 0.0024301 | 4.0501e-05 | 0.0052658 | 0.0052519 | 0.0052519 | 190 | 273 | 0 | 0.00091289 | 0.00091248 | 0.00091248 | 273 | 1095
274 | 4.5667 | 0 | 0.0024301 | 1.4803e-11 | 3.5461 | 0.0024301 | 0.0024301 | 0 | 0.0024301 | 4.0501e-05 | 0.0052856 | 0.0052717 | 0.0052717 | 189 | 274 | 0 | 0.00091289 | 0.00091248 | 0.00091248 | 274 | 1095
275 | 4.5833 | 0 | 0.0024301 | 1.3092e-11 | 3.5461 | 0.0024301 | 0.0024301 | 0 | 0.0024301 | 4.0501e-05 | 0.0053054 | 0.0052914 | 0.0052914 | 188 | 275 | 0 | 0.00091289 | 0.00091248 | 0.00091248 | 275 | 1095
276 | 4.6 | 0 | 0.0024301 | 1.1579e-11 | 3.5461 | 0.0024301 | 0.0024301 | 0 | 0.0024301 | 4.0501e-05 | 0.0053253 | 0.0053111 | 0.0053111 | 188 | 276 | 0 | 0.00091289 | 0.00091248 | 0.00091248 | 276 | 1095
277 | 4.6167 | 0 | 0.0024301 | 1.024e-11 | 3.5461 | 0.0024301 | 0.0024301 | 0 | 0.0024301 | 4.0501e-05 | 0.0053451 | 0.0053309 | 0.0053309 | 187 | 277 | 0 | 0.00091289 | 0.00091248 | 0.00091248 | 277 | 1095
278 | 4.6333 | 0 | 0.0024301 | 9.0568e-12 | 3.5461 | 0.0024301 | 0.0024301 | 0 | 0.0024301 | 4.0501e-05 | 0.005365 | 0.0053506 | 0.0053506 | 186 | 278 | 0 | 0.00091289 | 0.00091248 | 0.00091248 | 278 | 1095
279 | 4.65 | 0 | 0.0024301 | 8.0099e-12 | 3.5461 | 0.0024301 | 0.0024301 | 0 | 0.0024301 | 4.0501e-05 | 0.0053848 | 0.0053704 | 0.0053704 | 186 | 279 | 0 | 0.00091289 | 0.00091248 | 0.00091248 | 279 | 1095
280 | 4.6667 | 0 | 0.0024301 | 7.0841e-12 | 3.5461 | 0.0024301 | 0.0024301 | 0 | 0.0024301 | 4.0501e-05 | 0.0054047 | 0.0053901 | 0.0053901 | 185 | 280 | 0 | 0.00091289 | 0.00091248 | 0.00091248 | 280 | 1095
281 | 4.6833 | 0 | 0.0024301 | 6.2652e-12 | 3.5461 | 0.0024301 | 0.0024301 | 0 | 0.0024301 | 4.0501e-05 | 0.0054245 | 0.0054098 | 0.0054098 | 184 | 281 | 0 | 0.00091289 | 0.00091248 | 0.00091248 | 281 | 1095
282 | 4.7 | 0 | 0.0024301 | 5.541e-12 | 3.5461 | 0.0024301 | 0.0024301 | 0 | 0.0024301 | 4.0501e-05 | 0.0054444 | 0.0054296 | 0.0054296 | 184 | 282 | 0 | 0.00091289 | 0.00091248 | 0.00091248 | 282 | 1095
283 | 4.7167 | 0 | 0.0024301 | 4.9006e-12 | 3.5461 | 0.0024301 | 0.0024301 | 0 | 0.0024301 | 4.0501e-05 | 0.0054642 | 0.0054493 | 0.0054493 | 183 | 283 | 0 | 0.00091289 | 0.00091248 | 0.00091248 | 283 | 1095
284 | 4.7333 | 0 | 0.0024301 | 4.3341e-12 | 3.5461 | 0.0024301 | 0.0024301 | 0 | 0.0024301 | 4.0501e-05 | 0.0054841 | 0.005469 | 0.005469 | 182 | 284 | 0 | 0.00091289 | 0.00091248 | 0.00091248 | 284 | 1095
285 | 4.75 | 0 | 0.0024301 | 3.8331e-12 | 3.5461 | 0.0024301 | 0.0024301 | 0 | 0.0024301 | 4.0501e-05 | 0.0055039 | 0.0054888 | 0.0054888 | 182 | 285 | 0 | 0.00091289 | 0.00091248 | 0.00091248 | 285 | 1095
286 | 4.7667 | 0 | 0.0024301 | 3.3901e-12 | 3.5461 | 0.0024301 | 0.0024301 | 0 | 0.0024301 | 4.0501e-05 | 0.0055237 | 0.0055085 | 0.0055085 | 181 | 286 | 0 | 0.00091289 | 0.00091248 | 0.00091248 | 286 | 1095
287 | 4.7833 | 0 | 0.0024301 | 2.9982e-12 | 3.5461 | 0.0024301 | 0.0024301 | 0 | 0.0024301 | 4.0501e-05 | 0.0055436 | 0.0055283 | 0.0055283 | 180 | 287 | 0 | 0.00091289 | 0.00091248 | 0.00091248 | 287 | 1095
288 | 4.8 | 0 | 0.0024301 | 2.6517e-12 | 3.5461 | 0.0024301 | 0.0024301 | 0 | 0.0024301 | 4.0501e-05 | 0.0055634 | 0.005548 | 0.005548 | 180 | 288 | 0 | 0.00091289 | 0.00091248 | 0.00091248 | 288 | 1095
289 | 4.8167 | 0 | 0.0024301 | 2.3452e-12 | 3.5461 | 0.0024301 | 0.0024301 | 0 | 0.0024301 | 4.0501e-05 | 0.0055833 | 0.0055677 | 0.0055677 | 179 | 289 | 0 | 0.00091289 | 0.00091248 | 0.00091248 | 289 | 1095
290 | 4.8333 | 0 | 0.0024301 | 2.0741e-12 | 3.5461 | 0.0024301 | 0.0024301 | 0 | 0.0024301 | 4.0501e-05 | 0.0056031 | 0.0055875 | 0.0055875 | 178 | 290 | 0 | 0.00091289 | 0.00091248 | 0.00091248 | 290 | 1095
291 | 4.85 | 0 | 0.0024301 | 1.8343e-12 | 3.5461 | 0.0024301 | 0.0024301 | 0 | 0.0024301 | 4.0501e-05 | 0.005623 | 0.0056072 | 0.0056072 | 178 | 291 | 0 | 0.00091289 | 0.00091248 | 0.00091248 | 291 | 1095
292 | 4.8667 | 0 | 0.0024301 | 1.6223e-12 | 3.5461 | 0.0024301 | 0.0024301 | 0 | 0.0024301 | 4.0501e-05 | 0.0056428 | 0.0056269 | 0.0056269 | 177 | 292 | 0 | 0.00091289 | 0.00091248 | 0.00091248 | 292 | 1095
293 | 4.8833 | 0 | 0.0024301 | 1.4348e-12 | 3.5461 | 0.0024301 | 0.0024301 | 0 | 0.0024301 | 4.0501e-05 | 0.0056627 | 0.0056467 | 0.0056467 | 177 | 293 | 0 | 0.00091289 | 0.00091248 | 0.00091248 | 293 | 1095
294 | 4.9 | 0 | 0.0024301 | 1.2689e-12 | 3.5461 | 0.0024301 | 0.0024301 | 0 | 0.0024301 | 4.0501e-05 | 0.0056825 | 0.0056664 | 0.0056664 | 176 | 294 | 0 | 0.00091289 | 0.00091248 | 0.00091248 | 294 | 1095
295 | 4.9167 | 0 | 0.0024301 | 1.1223e-12 | 3.5461 | 0.0024301 | 0.0024301 | 0 | 0.0024301 | 4.0501e-05 | 0.0057024 | 0.0056861 | 0.0056861 | 175 | 295 | 0 | 0.00091289 | 0.00091248 | 0.00091248 | 295 | 1095
296 | 4.9333 | 0 | 0.0024301 | 9.9254e-13 | 3.5461 | 0.0024301 | 0.0024301 | 0 | 0.0024301 | 4.0501e-05 | 0.0057222 | 0.0057059 | 0.0057059 | 175 | 296 | 0 | 0.00091289 | 0.00091248 | 0.00091248 | 296 | 1095
297 | 4.95 | 0 | 0.0024301 | 8.7782e-13 | 3.5461 | 0.0024301 | 0.0024301 | 0 | 0.0024301 | 4.0501e-05 | 0.005742 | 0.0057256 | 0.0057256 | 174 | 297 | 0 | 0.00091289 | 0.00091248 | 0.00091248 | 297 | 1095
298 | 4.9667 | 0 | 0.0024301 | 7.7635e-13 | 3.5461 | 0.0024301 | 0.0024301 | 0 | 0.0024301 | 4.0501e-05 | 0.0057619 | 0.0057453 | 0.0057453 | 174 | 298 | 0 | 0.00091289 | 0.00091248 | 0.00091248 | 298 | 1095
299 | 4.9833 | 0 | 0.0024301 | 6.8661e-13 | 3.5461 | 0.0024301 | 0.0024301 | 0 | 0.0024301 | 4.0501e-05 | 0.0057817 | 0.0057651 | 0.0057651 | 173 | 299 | 0 | 0.00091289 | 0.00091248 | 0.00091248 | 299 | 1095
300 | 5 | 0 | 0.0024301 | 6.0725e-13 | 3.5461 | 0.0024301 | 0.0024301 | 0 | 0.0024301 | 4.0501e-05 | 0.0058016 | 0.0057848 | 0.0057848 | 172 | 300 | 0 | 0.00091289 | 0.00091248 | 0.00091248 | 300 | 1095
301 | 5.0167 | 0 | 0.0024301 | 5.3706e-13 | 3.5461 | 0.0024301 | 0.0024301 | 0 | 0.0024301 | 4.0501e-05 | 0.0058214 | 0.0058045 | 0.0058045 | 172 | 301 | 0 | 0.00091289 | 0.00091248 | 0.00091248 | 301 | 1095
302 | 5.0333 | 0 | 0.0024301 | 4.7498e-13 | 3.5461 | 0.0024301 | 0.0024301 | 0 | 0.0024301 | 4.0501e-05 | 0.0058413 | 0.0058242 | 0.0058242 | 171 | 302 | 0 | 0.00091289 | 0.00091248 | 0.00091248 | 302 | 1095
303 | 5.05 | 0 | 0.0024301 | 4.2008e-13 | 3.5461 | 0.0024301 | 0.0024301 | 0 | 0.0024301 | 4.0501e-05 | 0.0058611 | 0.005844 | 0.005844 | 171 | 303 | 0 | 0.00091289 | 0.00091248 | 0.00091248 | 303 | 1095
304 | 5.0667 | 0 | 0.0024301 | 3.7152e-13 | 3.5461 | 0.0024301 | 0.0024301 | 0 | 0.0024301 | 4.0501e-05 | 0.005881 | 0.0058637 | 0.0058637 | 170 | 304 | 0 | 0.00091289 | 0.00091248 | 0.00091248 | 304 | 1095
305 | 5.0833 | 0 | 0.0024301 | 3.2858e-13 | 3.5461 | 0.0024301 | 0.0024301 | 0 | 0.0024301 | 4.0501e-05 | 0.0059008 | 0.0058834 | 0.0058834 | 169 | 305 | 0 | 0.00091289 | 0.00091248 | 0.00091248 | 305 | 1095
306 | 5.1 | 0 | 0.0024301 | 2.906e-13 | 3.5461 | 0.0024301 | 0.0024301 | 0 | 0.0024301 | 4.0501e-05 | 0.0059207 | 0.0059032 | 0.0059032 | 169 | 306 | 0 | 0.00091289 | 0.00091248 | 0.00091248 | 306 | 1095
307 | 5.1167 | 0 | 0.0024301 | 2.5701e-13 | 3.5461 | 0.0024301 | 0.0024301 | 0 | 0.0024301 | 4.0501e-05 | 0.0059405 | 0.0059229 | 0.0059229 | 168 | 307 | 0 | 0.00091289 | 0.00091248 | 0.00091248 | 307 | 1095
308 | 5.1333 | 0 | 0.0024301 | 2.273e-13 | 3.5461 | 0.0024301 | 0.0024301 | 0 | 0.0024301 | 4.0501e-05 | 0.0059603 | 0.0059426 | 0.0059426 | 168 | 308 | 0 | 0.00091289 | 0.00091248 | 0.00091248 | 308 | 1095
309 | 5.15 | 0 | 0.0024301 | 2.0103e-13 | 3.5461 | 0.0024301 | 0.0024301 | 0 | 0.0024301 | 4.0501e-05 | 0.0059802 | 0.0059623 | 0.0059623 | 167 | 309 | 0 | 0.00091289 | 0.00091248 | 0.00091248 | 309 | 1095
310 | 5.1667 | 0 | 0.0024301 | 1.7779e-13 | 3.5461 | 0.0024301 | 0.0024301 | 0 | 0.0024301 | 4.0501e-05 | 0.006 | 0.0059821 | 0.0059821 | 167 | 310 | 0 | 0.00091289 | 0.00091248 | 0.00091248 | 310 | 1095
311 | 5.1833 | 0 | 0.0024301 | 1.5724e-13 | 3.5461 | 0.0024301 | 0.0024301 | 0 | 0.0024301 | 4.0501e-05 | 0.0060199 | 0.0060018 | 0.0060018 | 166 | 311 | 0 | 0.00091289 | 0.00091248 | 0.00091248 | 311 | 1095
312 | 5.2 | 0 | 0.0024301 | 1.3906e-13 | 3.5461 | 0.0024301 | 0.0024301 | 0 | 0.0024301 | 4.0501e-05 | 0.0060397 | 0.0060215 | 0.0060215 | 166 | 312 | 0 | 0.00091289 | 0.00091248 | 0.00091248 | 312 | 1095
313 | 5.2167 | 0 | 0.0024301 | 1.2299e-13 | 3.5461 | 0.0024301 | 0.0024301 | 0 | 0.0024301 | 4.0501e-05 | 0.0060596 | 0.0060413 | 0.0060413 | 165 | 313 | 0 | 0.00091289 | 0.00091248 | 0.00091248 | 313 | 1095
314 | 5.2333 | 0 | 0.0024301 | 1.0877e-13 | 3.5461 | 0.0024301 | 0.0024301 | 0 | 0.0024301 | 4.0501e-05 | 0.0060794 | 0.006061 | 0.006061 | 164 | 314 | 0 | 0.00091289 | 0.00091248 | 0.00091248 | 314 | 1095
315 | 5.25 | 0 | 0.0024301 | 9.6201e-14 | 3.5461 | 0.0024301 | 0.0024301 | 0 | 0.0024301 | 4.0501e-05 | 0.0060993 | 0.0060807 | 0.0060807 | 164 | 315 | 0 | 0.00091289 | 0.00091248 | 0.00091248 | 315 | 1095
316 | 5.2667 | 0 | 0.0024301 | 8.5081e-14 | 3.5461 | 0.0024301 | 0.0024301 | 0 | 0.0024301 | 4.0501e-05 | 0.0061191 | 0.0061004 | 0.0061004 | 163 | 316 | 0 | 0.00091289 | 0.00091248 | 0.00091248 | 316 | 1095
317 | 5.2833 | 0 | 0.0024301 | 7.5247e-14 | 3.5461 | 0.0024301 | 0.0024301 | 0 | 0.0024301 | 4.0501e-05 | 0.006139 | 0.0061202 | 0.0061202 | 163 | 317 | 0 | 0.00091289 | 0.00091248 | 0.00091248 | 317 | 1095
318 | 5.3 | 0 | 0.0024301 | 6.6549e-14 | 3.5461 | 0.0024301 | 0.0024301 | 0 | 0.0024301 | 4.0501e-05 | 0.0061588 | 0.0061399 | 0.0061399 | 162 | 318 | 0 | 0.00091289 | 0.00091248 | 0.00091248 | 318 | 1095
319 | 5.3167 | 0 | 0.0024301 | 5.8857e-14 | 3.5461 | 0.0024301 | 0.0024301 | 0 | 0.0024301 | 4.0501e-05 | 0.0061786 | 0.0061596 | 0.0061596 | 162 | 319 | 0 | 0.00091289 | 0.00091248 | 0.00091248 | 319 | 1095
320 | 5.3333 | 0 | 0.0024301 | 5.2053e-14 | 3.5461 | 0.0024301 | 0.0024301 | 0 | 0.0024301 | 4.0501e-05 | 0.0061985 | 0.0061793 | 0.0061793 | 161 | 320 | 0 | 0.00091289 | 0.00091248 | 0.00091248 | 320 | 1095
321 | 5.35 | 0 | 0.0024301 | 4.6037e-14 | 3.5461 | 0.0024301 | 0.0024301 | 0 | 0.0024301 | 4.0501e-05 | 0.0062183 | 0.006199 | 0.006199 | 161 | 321 | 0 | 0.00091289 | 0.00091248 | 0.00091248 | 321 | 1095
322 | 5.3667 | 0 | 0.0024301 | 4.0715e-14 | 3.5461 | 0.0024301 | 0.0024301 | 0 | 0.0024301 | 4.0501e-05 | 0.0062382 | 0.0062188 | 0.0062188 | 160 | 322 | 0 | 0.00091289 | 0.00091248 | 0.00091248 | 322 | 1095
323 | 5.3833 | 0 | 0.0024301 | 3.6009e-14 | 3.5461 | 0.0024301 | 0.0024301 | 0 | 0.0024301 | 4.0501e-05 | 0.006258 | 0.0062385 | 0.0062385 | 160 | 323 | 0 | 0.00091289 | 0.00091248 | 0.00091248 | 323 | 1095
324 | 5.4 | 0 | 0.0024301 | 3.1847e-14 | 3.5461 | 0.0024301 | 0.0024301 | 0 | 0.0024301 | 4.0501e-05 | 0.0062779 | 0.0062582 | 0.0062582 | 159 | 324 | 0 | 0.00091289 | 0.00091248 | 0.00091248 | 324 | 1095
325 | 5.4167 | 0 | 0.0024301 | 2.8166e-14 | 3.5461 | 0.0024301 | 0.0024301 | 0 | 0.0024301 | 4.0501e-05 | 0.0062977 | 0.0062779 | 0.0062779 | 159 | 325 | 0 | 0.00091289 | 0.00091248 | 0.00091248 | 325 | 1095
326 | 5.4333 | 0 | 0.0024301 | 2.491e-14 | 3.5461 | 0.0024301 | 0.0024301 | 0 | 0.0024301 | 4.0501e-05 | 0.0063176 | 0.0062977 | 0.0062977 | 158 | 326 | 0 | 0.00091289 | 0.00091248 | 0.00091248 | 326 | 1095
327 | 5.45 | 0 | 0.0024301 | 2.2031e-14 | 3.5461 | 0.0024301 | 0.0024301 | 0 | 0.0024301 | 4.0501e-05 | 0.0063374 | 0.0063174 | 0.0063174 | 158 | 327 | 0 | 0.00091289 | 0.00091248 | 0.00091248 | 327 | 1095
328 | 5.4667 | 0 | 0.0024301 | 1.9484e-14 | 3.5461 | 0.0024301 | 0.0024301 | 0 | 0.0024301 | 4.0501e-05 | 0.0063573 | 0.0063371 | 0.0063371 | 157 | 328 | 0 | 0.00091289 | 0.00091248 | 0.00091248 | 328 | 1095
329 | 5.4833 | 0 | 0.0024301 | 1.7232e-14 | 3.5461 | 0.0024301 | 0.0024301 | 0 | 0.0024301 | 4.0501e-05 | 0.0063771 | 0.0063568 | 0.0063568 | 157 | 329 | 0 | 0.00091289 | 0.00091248 | 0.00091248 | 329 | 1095
330 | 5.5 | 0 | 0.0024301 | 1.524e-14 | 3.5461 | 0.0024301 | 0.0024301 | 0 | 0.0024301 | 4.0501e-05 | 0.0063969 | 0.0063765 | 0.0063765 | 156 | 330 | 0 | 0.00091289 | 0.00091248 | 0.00091248 | 330 | 1095
331 | 5.5167 | 0 | 0.0024301 | 1.3479e-14 | 0 | 0.0024301 | 0.0021492 | 0 | 0.0021492 | 3.582e-05 | 0.0064145 | 0.006394 | 0.006394 | 156 | 331 | 0 | 0.00091289 | 0.00091248 | 0.00091248 | 331 | 1095
332 | 5.5333 | 0 | 0.0024301 | 1.1921e-14 | 0 | 0.0024301 | 0.0019008 | 0 | 0.0019008 | 3.1679e-05 | 0.00643 | 0.0064094 | 0.0064094 | 156 | 332 | 0 | 0.00091289 | 0.00091248 | 0.00091248 | 332 | 1095
333 | 5.55 | 0 | 0.0024301 | 1.0543e-14 | 0 | 0.0024301 | 0.001681 | 0 | 0.001681 | 2.8017e-05 | 0.0064438 | 0.006423 | 0.006423 | 155 | 333 | 0 | 0.00091289 | 0.00091248 | 0.00091248 | 333 | 1095
334 | 5.5667 | 0 | 0.0024301 | 9.3241e-15 | 0 | 0.0024301 | 0.0014867 | 0 | 0.0014867 | 2.4779e-05 | 0.0064559 | 0.0064351 | 0.0064351 | 155 | 334 | 0 | 0.00091289 | 0.00091248 | 0.00091248 | 334 | 1095
335 | 5.5833 | 0 | 0.0024301 | 8.2464e-15 | 0 | 0.0024301 | 0.0013149 | 0 | 0.0013149 | 2.1915e-05 | 0.0064666 | 0.0064458 | 0.0064458 | 155 | 335 | 0 | 0.00091289 | 0.00091248 | 0.00091248 | 335 | 1095
336 | 5.6 | 0 | 0.0024301 | 7.2932e-15 | 0 | 0.0024301 | 0.0011629 | 0 | 0.0011629 | 1.9382e-05 | 0.0064761 | 0.0064552 | 0.0064552 | 154 | 336 | 0 | 0.00091289 | 0.00091248 | 0.00091248 | 336 | 1095
337 | 5.6167 | 0 | 0.0024301 | 6.4502e-15 | 0 | 0.0024301 | 0.0010285 | 0 | 0.0010285 | 1.7141e-05 | 0.0064845 | 0.0064635 | 0.0064635 | 154 | 337 | 0 | 0.00091289 | 0.00091248 | 0.00091248 | 337 | 1095
338 | 5.6333 | 0 | 0.0024301 | 5.7046e-15 | 0 | 0.0024301 | 0.0009096 | 0 | 0.0009096 | 1.516e-05 | 0.006492 | 0.0064709 | 0.0064709 | 154 | 338 | 0 | 0.00091289 | 0.00091248 | 0.00091248 | 338 | 1095
339 | 5.65 | 0 | 0.0024301 | 5.0452e-15 | 0 | 0.0024301 | 0.00080446 | 0 | 0.00080446 | 1.3408e-05 | 0.0064985 | 0.0064775 | 0.0064775 | 154 | 339 | 0 | 0.00091289 | 0.00091248 | 0.00091248 | 339 | 1095
340 | 5.6667 | 0 | 0.0024301 | 4.462e-15 | 0 | 0.0024301 | 0.00071147 | 0 | 0.00071147 | 1.1858e-05 | 0.0065043 | 0.0064832 | 0.0064832 | 154 | 340 | 0 | 0.00091289 | 0.00091248 | 0.00091248 | 340 | 1095
341 | 5.6833 | 0 | 0.0024301 | 3.9463e-15 | 0 | 0.0024301 | 0.00062924 | 0 | 0.00062924 | 1.0487e-05 | 0.0065095 | 0.0064883 | 0.0064883 | 154 | 341 | 0 | 0.00091289 | 0.00091248 | 0.00091248 | 341 | 1095
342 | 5.7 | 0 | 0.0024301 | 3.4901e-15 | 0 | 0.0024301 | 0.0005565 | 0 | 0.0005565 | 9.2751e-06 | 0.006514 | 0.0064928 | 0.0064928 | 154 | 342 | 0 | 0.00091289 | 0.00091248 | 0.00091248 | 342 | 1095
343 | 5.7167 | 0 | 0.0024301 | 3.0867e-15 | 0 | 0.0024301 | 0.00049218 | 0 | 0.00049218 | 8.203e-06 | 0.006518 | 0.0064968 | 0.0064968 | 153 | 343 | 0 | 0.00091289 | 0.00091248 | 0.00091248 | 343 | 1095
344 | 5.7333 | 0 | 0.0024301 | 2.7299e-15 | 0 | 0.0024301 | 0.00043529 | 0 | 0.00043529 | 7.2548e-06 | 0.0065216 | 0.0065004 | 0.0065004 | 153 | 344 | 0 | 0.00091289 | 0.00091248 | 0.00091248 | 344 | 1095
345 | 5.75 | 0 | 0.0024301 | 2.4144e-15 | 0 | 0.0024301 | 0.00038497 | 0 | 0.00038497 | 6.4162e-06 | 0.0065247 | 0.0065035 | 0.0065035 | 153 | 345 | 0 | 0.00091289 | 0.00091248 | 0.00091248 | 345 | 1095
346 | 5.7667 | 0 | 0.0024301 | 2.1353e-15 | 0 | 0.0024301 | 0.00034047 | 0 | 0.00034047 | 5.6746e-06 | 0.0065275 | 0.0065063 | 0.0065063 | 153 | 346 | 0 | 0.00091289 | 0.00091248 | 0.00091248 | 346 | 1095
347 | 5.7833 | 0 | 0.0024301 | 1.8885e-15 | 0 | 0.0024301 | 0.00030112 | 0 | 0.00030112 | 5.0187e-06 | 0.00653 | 0.0065087 | 0.0065087 | 153 | 347 | 0 | 0.00091289 | 0.00091248 | 0.00091248 | 347 | 1095
348 | 5.8 | 0 | 0.0024301 | 1.6702e-15 | 0 | 0.0024301 | 0.00026631 | 0 | 0.00026631 | 4.4386e-06 | 0.0065322 | 0.0065109 | 0.0065109 | 153 | 348 | 0 | 0.00091289 | 0.00091248 | 0.00091248 | 348 | 1095
349 | 5.8167 | 0 | 0.0024301 | 1.4771e-15 | 0 | 0.0024301 | 0.00023553 | 0 | 0.00023553 | 3.9255e-06 | 0.0065341 | 0.0065128 | 0.0065128 | 153 | 349 | 0 | 0.00091289 | 0.00091248 | 0.00091248 | 349 | 1095
350 | 5.8333 | 0 | 0.0024301 | 1.3064e-15 | 0 | 0.0024301 | 0.00020831 | 0 | 0.00020831 | 3.4718e-06 | 0.0065358 | 0.0065145 | 0.0065145 | 153 | 350 | 0 | 0.00091289 | 0.00091248 | 0.00091248 | 350 | 1095
351 | 5.85 | 0 | 0.0024301 | 1.1554e-15 | 0 | 0.0024301 | 0.00018423 | 0 | 0.00018423 | 3.0705e-06 | 0.0065373 | 0.006516 | 0.006516 | 153 | 351 | 0 | 0.00091289 | 0.00091248 | 0.00091248 | 351 | 1095
352 | 5.8667 | 0 | 0.0024301 | 1.0218e-15 | 0 | 0.0024301 | 0.00016293 | 0 | 0.00016293 | 2.7156e-06 | 0.0065386 | 0.0065173 | 0.0065173 | 153 | 352 | 0 | 0.00091289 | 0.00091248 | 0.00091248 | 352 | 1095
353 | 5.8833 | 0 | 0.0024301 | 9.0373e-16 | 0 | 0.0024301 | 0.0001441 | 0 | 0.0001441 | 2.4017e-06 | 0.0065398 | 0.0065185 | 0.0065185 | 153 | 353 | 0 | 0.00091289 | 0.00091248 | 0.00091248 | 353 | 1095
354 | 5.9 | 0 | 0.0024301 | 7.9927e-16 | 0 | 0.0024301 | 0.00012744 | 0 | 0.00012744 | 2.1241e-06 | 0.0065408 | 0.0065195 | 0.0065195 | 153 | 354 | 0 | 0.00091289 | 0.00091248 | 0.00091248 | 354 | 1095
355 | 5.9167 | 0 | 0.0024301 | 7.0688e-16 | 0 | 0.0024301 | 0.00011271 | 0 | 0.00011271 | 1.8785e-06 | 0.0065418 | 0.0065204 | 0.0065204 | 153 | 355 | 0 | 0.00091289 | 0.00091248 | 0.00091248 | 355 | 1095
356 | 5.9333 | 0 | 0.0024301 | 6.2517e-16 | 0 | 0.0024301 | 9.9684e-05 | 0 | 9.9684e-05 | 1.6614e-06 | 0.0065426 | 0.0065212 | 0.0065212 | 153 | 356 | 0 | 0.00091289 | 0.00091248 | 0.00091248 | 356 | 1095
357 | 5.95 | 0 | 0.0024301 | 5.5291e-16 | 0 | 0.0024301 | 8.8162e-05 | 0 | 8.8162e-05 | 1.4694e-06 | 0.0065433 | 0.0065219 | 0.0065219 | 153 | 357 | 0 | 0.00091289 | 0.00091248 | 0.00091248 | 357 | 1095
358 | 5.9667 | 0 | 0.0024301 | 4.89e-16 | 0 | 0.0024301 | 7.7971e-05 | 0 | 7.7971e-05 | 1.2995e-06 | 0.0065439 | 0.0065226 | 0.0065226 | 153 | 358 | 0 | 0.00091289 | 0.00091248 | 0.00091248 | 358 | 1095
359 | 5.9833 | 0 | 0.0024301 | 4.3248e-16 | 0 | 0.0024301 | 6.8959e-05 | 0 | 6.8959e-05 | 1.1493e-06 | 0.0065445 | 0.0065231 | 0.0065231 | 153 | 359 | 0 | 0.00091289 | 0.00091248 | 0.00091248 | 359 | 1095
360 | 6 | 0 | 0.0024301 | 3.8249e-16 | 0 | 0.0024301 | 6.0988e-05 | 0 | 6.0988e-05 | 1.0165e-06 | 0.006545 | 0.0065236 | 0.0065236 | 153 | 360 | 0 | 0.00091289 | 0.00091248 | 0.00091248 | 360 | 1095
361 | 6.0167 | 0 | 0.0024301 | 3.3828e-16 | 0 | 0.0024301 | 5.3938e-05 | 0 | 5.3938e-05 | 8.9897e-07 | 0.0065454 | 0.006524 | 0.006524 | 153 | 361 | 0 | 0.00091289 | 0.00091248 | 0.00091248 | 361 | 1095
362 | 6.0333 | 0 | 0.0024301 | 2.9917e-16 | 0 | 0.0024301 | 4.7704e-05 | 0 | 4.7704e-05 | 7.9506e-07 | 0.0065458 | 0.0065244 | 0.0065244 | 153 | 362 | 0 | 0.00091289 | 0.00091248 | 0.00091248 | 362 | 1095
363 | 6.05 | 0 | 0.0024301 | 2.6459e-16 | 0 | 0.0024301 | 4.219e-05 | 0 | 4.219e-05 | 7.0316e-07 | 0.0065462 | 0.0065248 | 0.0065248 | 153 | 363 | 0 | 0.00091289 | 0.00091248 | 0.00091248 | 363 | 1095
364 | 6.0667 | 0 | 0.0024301 | 2.3401e-16 | 0 | 0.0024301 | 3.7313e-05 | 0 | 3.7313e-05 | 6.2188e-07 | 0.0065465 | 0.0065251 | 0.0065251 | 153 | 364 | 0 | 0.00091289 | 0.00091248 | 0.00091248 | 364 | 1095
365 | 6.0833 | 0 | 0.0024301 | 2.0696e-16 | 0 | 0.0024301 | 3.3e-05 | 0 | 3.3e-05 | 5.5e-07 | 0.0065467 | 0.0065253 | 0.0065253 | 153 | 365 | 0 | 0.00091289 | 0.00091248 | 0.00091248 | 365 | 1095
366 | 6.1 | 0 | 0.0024301 | 1.8304e-16 | 0 | 0.0024301 | 2.9186e-05 | 0 | 2.9186e-05 | 4.8643e-07 | 0.006547 | 0.0065256 | 0.0065256 | 153 | 366 | 0 | 0.00091289 | 0.00091248 | 0.00091248 | 366 | 1095
367 | 6.1167 | 0 | 0.0024301 | 1.6188e-16 | 0 | 0.0024301 | 2.5812e-05 | 0 | 2.5812e-05 | 4.302e-07 | 0.0065472 | 0.0065258 | 0.0065258 | 153 | 367 | 0 | 0.00091289 | 0.00091248 | 0.00091248 | 367 | 1095
368 | 6.1333 | 0 | 0.0024301 | 1.4317e-16 | 0 | 0.0024301 | 2.2828e-05 | 0 | 2.2828e-05 | 3.8047e-07 | 0.0065474 | 0.006526 | 0.006526 | 153 | 368 | 0 | 0.00091289 | 0.00091248 | 0.00091248 | 368 | 1095
369 | 6.15 | 0 | 0.0024301 | 1.2662e-16 | 0 | 0.0024301 | 2.019e-05 | 0 | 2.019e-05 | 3.365e-07 | 0.0065475 | 0.0065261 | 0.0065261 | 153 | 369 | 0 | 0.00091289 | 0.00091248 | 0.00091248 | 369 | 1095
370 | 6.1667 | 0 | 0.0024301 | 1.1198e-16 | 0 | 0.0024301 | 1.7856e-05 | 0 | 1.7856e-05 | 2.976e-07 | 0.0065477 | 0.0065263 | 0.0065263 | 153 | 370 | 0 | 0.00091289 | 0.00091248 | 0.00091248 | 370 | 1095
371 | 6.1833 | 0 | 0.0024301 | 9.904e-17 | 0 | 0.0024301 | 1.5792e-05 | 0 | 1.5792e-05 | 2.632e-07 | 0.0065478 | 0.0065264 | 0.0065264 | 153 | 371 | 0 | 0.00091289 | 0.00091248 | 0.00091248 | 371 | 1095
372 | 6.2 | 0 | 0.0024301 | 8.7592e-17 | 0 | 0.0024301 | 1.3967e-05 | 0 | 1.3967e-05 | 2.3278e-07 | 0.0065479 | 0.0065265 | 0.0065265 | 153 | 372 | 0 | 0.00091289 | 0.00091248 | 0.00091248 | 372 | 1095
373 | 6.2167 | 0 | 0.0024301 | 7.7468e-17 | 0 | 0.0024301 | 1.2352e-05 | 0 | 1.2352e-05 | 2.0587e-07 | 0.006548 | 0.0065266 | 0.0065266 | 153 | 373 | 0 | 0.00091289 | 0.00091248 | 0.00091248 | 373 | 1095
374 | 6.2333 | 0 | 0.0024301 | 6.8513e-17 | 0 | 0.0024301 | 1.0924e-05 | 0 | 1.0924e-05 | 1.8207e-07 | 0.0065481 | 0.0065267 | 0.0065267 | 153 | 374 | 0 | 0.00091289 | 0.00091248 | 0.00091248 | 374 | 1095
375 | 6.25 | 0 | 0.0024301 | 6.0594e-17 | 0 | 0.0024301 | 9.6617e-06 | 0 | 9.6617e-06 | 1.6103e-07 | 0.0065482 | 0.0065268 | 0.0065268 | 153 | 375 | 0 | 0.00091289 | 0.00091248 | 0.00091248 | 375 | 1095
376 | 6.2667 | 0 | 0.0024301 | 5.359e-17 | 0 | 0.0024301 | 8.5449e-06 | 0 | 8.5449e-06 | 1.4242e-07 | 0.0065483 | 0.0065269 | 0.0065269 | 153 | 376 | 0 | 0.00091289 | 0.00091248 | 0.00091248 | 376 | 1095
377 | 6.2833 | 0 | 0.0024301 | 4.7395e-17 | 0 | 0.0024301 | 7.5572e-06 | 0 | 7.5572e-06 | 1.2595e-07 | 0.0065483 | 0.0065269 | 0.0065269 | 153 | 377 | 0 | 0.00091289 | 0.00091248 | 0.00091248 | 377 | 1095
378 | 6.3 | 0 | 0.0024301 | 4.1917e-17 | 0 | 0.0024301 | 6.6837e-06 | 0 | 6.6837e-06 | 1.114e-07 | 0.0065484 | 0.006527 | 0.006527 | 153 | 378 | 0 | 0.00091289 | 0.00091248 | 0.00091248 | 378 | 1095
379 | 6.3167 | 0 | 0.0024301 | 3.7072e-17 | 0 | 0.0024301 | 5.9111e-06 | 0 | 5.9111e-06 | 9.8519e-08 | 0.0065484 | 0.006527 | 0.006527 | 153 | 379 | 0 | 0.00091289 | 0.00091248 | 0.00091248 | 379 | 1095
380 | 6.3333 | 0 | 0.0024301 | 3.2787e-17 | 0 | 0.0024301 | 5.2279e-06 | 0 | 5.2279e-06 | 8.7131e-08 | 0.0065485 | 0.0065271 | 0.0065271 | 153 | 380 | 0 | 0.00091289 | 0.00091248 | 0.00091248 | 380 | 1095
381 | 6.35 | 0 | 0.0024301 | 2.8997e-17 | 0 | 0.0024301 | 4.6236e-06 | 0 | 4.6236e-06 | 7.706e-08 | 0.0065485 | 0.0065271 | 0.0065271 | 153 | 381 | 0 | 0.00091289 | 0.00091248 | 0.00091248 | 381 | 1095
382 | 6.3667 | 0 | 0.0024301 | 2.5645e-17 | 0 | 0.0024301 | 4.0892e-06 | 0 | 4.0892e-06 | 6.8153e-08 | 0.0065485 | 0.0065271 | 0.0065271 | 153 | 382 | 0 | 0.00091289 | 0.00091248 | 0.00091248 | 382 | 1095
383 | 6.3833 | 0 | 0.0024301 | 2.2681e-17 | 0 | 0.0024301 | 3.6165e-06 | 0 | 3.6165e-06 | 6.0275e-08 | 0.0065486 | 0.0065272 | 0.0065272 | 153 | 383 | 0 | 0.00091289 | 0.00091248 | 0.00091248 | 383 | 1095
384 | 6.4 | 0 | 0.0024301 | 2.0059e-17 | 0 | 0.0024301 | 3.1985e-06 | 0 | 3.1985e-06 | 5.3308e-08 | 0.0065486 | 0.0065272 | 0.0065272 | 153 | 384 | 0 | 0.00091289 | 0.00091248 | 0.00091248 | 384 | 1095
385 | 6.4167 | 0 | 0.0024301 | 1.7741e-17 | 0 | 0.0024301 | 2.8288e-06 | 0 | 2.8288e-06 | 4.7146e-08 | 0.0065486 | 0.0065272 | 0.0065272 | 153 | 385 | 0 | 0.00091289 | 0.00091248 | 0.00091248 | 385 | 1095
386 | 6.4333 | 0 | 0.0024301 | 1.569e-17 | 0 | 0.0024301 | 2.5018e-06 | 0 | 2.5018e-06 | 4.1696e-08 | 0.0065486 | 0.0065272 | 0.0065272 | 153 | 386 | 0 | 0.00091289 | 0.00091248 | 0.00091248 | 386 | 1095
387 | 6.45 | 0 | 0.0024301 | 1.3876e-17 | 0 | 0.0024301 | 2.2126e-06 | 0 | 2.2126e-06 | 3.6877e-08 | 0.0065487 | 0.0065273 | 0.0065273 | 153 | 387 | 0 | 0.00091289 | 0.00091248 | 0.00091248 | 387 | 1095
388 | 6.4667 | 0 | 0.0024301 | 1.2272e-17 | 0 | 0.0024301 | 1.9569e-06 | 0 | 1.9569e-06 | 3.2614e-08 | 0.0065487 | 0.0065273 | 0.0065273 | 153 | 388 | 0 | 0.00091289 | 0.00091248 | 0.00091248 | 388 | 1095
389 | 6.4833 | 0 | 0.0024301 | 1.0854e-17 | 0 | 0.0024301 | 1.7307e-06 | 0 | 1.7307e-06 | 2.8844e-08 | 0.0065487 | 0.0065273 | 0.0065273 | 153 | 389 | 0 | 0.00091289 | 0.00091248 | 0.00091248 | 389 | 1095
390 | 6.5 | 0 | 0.0024301 | 9.5993e-18 | 0 | 0.0024301 | 1.5306e-06 | 0 | 1.5306e-06 | 2.551e-08 | 0.0065487 | 0.0065273 | 0.0065273 | 153 | 390 | 0 | 0.00091289 | 0.00091248 | 0.00091248 | 390 | 1095
391 | 6.5167 | 0 | 0.0024301 | 8.4898e-18 | 0 | 0.0024301 | 1.3537e-06 | 0 | 1.3537e-06 | 2.2562e-08 | 0.0065487 | 0.0065273 | 0.0065273 | 153 | 391 | 0 | 0.00091289 | 0.00091248 | 0.00091248 | 391 | 1095
392 | 6.5333 | 0 | 0.0024301 | 7.5084e-18 | 0 | 0.0024301 | 1.1972e-06 | 0 | 1.1972e-06 | 1.9954e-08 | 0.0065487 | 0.0065273 | 0.0065273 | 153 | 392 | 0 | 0.00091289 | 0.00091248 | 0.00091248 | 392 | 1095
393 | 6.55 | 0 | 0.0024301 | 6.6405e-18 | 0 | 0.0024301 | 1.0588e-06 | 0 | 1.0588e-06 | 1.7647e-08 | 0.0065487 | 0.0065273 | 0.0065273 | 153 | 393 | 0 | 0.00091289 | 0.00091248 | 0.00091248 | 393 | 1095
394 | 6.5667 | 0 | 0.0024301 | 5.873e-18 | 0 | 0.0024301 | 9.3645e-07 | 0 | 9.3645e-07 | 1.5607e-08 | 0.0065487 | 0.0065273 | 0.0065273 | 153 | 394 | 0 | 0.00091289 | 0.00091248 | 0.00091248 | 394 | 1095
395 | 6.5833 | 0 | 0.0024301 | 5.1941e-18 | 0 | 0.0024301 | 8.2821e-07 | 0 | 8.2821e-07 | 1.3803e-08 | 0.0065487 | 0.0065273 | 0.0065273 | 153 | 395 | 0 | 0.00091289 | 0.00091248 | 0.00091248 | 395 | 1095
396 | 6.6 | 0 | 0.0024301 | 4.5937e-18 | 0 | 0.0024301 | 7.3247e-07 | 0 | 7.3247e-07 | 1.2208e-08 | 0.0065487 | 0.0065274 | 0.0065274 | 153 | 396 | 0 | 0.00091289 | 0.00091248 | 0.00091248 | 396 | 1095
397 | 6.6167 | 0 | 0.0024301 | 4.0628e-18 | 0 | 0.0024301 | 6.4781e-07 | 0 | 6.4781e-07 | 1.0797e-08 | 0.0065488 | 0.0065274 | 0.0065274 | 153 | 397 | 0 | 0.00091289 | 0.00091248 | 0.00091248 | 397 | 1095
398 | 6.6333 | 0 | 0.0024301 | 3.5931e-18 | 0 | 0.0024301 | 5.7293e-07 | 0 | 5.7293e-07 | 9.5488e-09 | 0.0065488 | 0.0065274 | 0.0065274 | 153 | 398 | 0 | 0.00091289 | 0.00091248 | 0.00091248 | 398 | 1095
399 | 6.65 | 0 | 0.0024301 | 3.1778e-18 | 0 | 0.0024301 | 5.067e-07 | 0 | 5.067e-07 | 8.4451e-09 | 0.0065488 | 0.0065274 | 0.0065274 | 153 | 399 | 0 | 0.00091289 | 0.00091248 | 0.00091248 | 399 | 1095
400 | 6.6667 | 0 | 0.0024301 | 2.8105e-18 | 0 | 0.0024301 | 4.4814e-07 | 0 | 4.4814e-07 | 7.4689e-09 | 0.0065488 | 0.0065274 | 0.0065274 | 153 | 400 | 0 | 0.00091289 | 0.00091248 | 0.00091248 | 400 | 1095
401 | 6.6833 | 0 | 0.0024301 | 2.4856e-18 | 0 | 0.0024301 | 3.9634e-07 | 0 | 3.9634e-07 | 6.6056e-09 | 0.0065488 | 0.0065274 | 0.0065274 | 153 | 401 | 0 | 0.00091289 | 0.00091248 | 0.00091248 | 401 | 1095
402 | 6.7 | 0 | 0.0024301 | 2.1983e-18 | 0 | 0.0024301 | 3.5052e-07 | 0 | 3.5052e-07 | 5.8421e-09 | 0.0065488 | 0.0065274 | 0.0065274 | 153 | 402 | 0 | 0.00091289 | 0.00091248 | 0.00091248 | 402 | 1095
403 | 6.7167 | 0 | 0.0024301 | 1.9442e-18 | 0 | 0.0024301 | 3.1001e-07 | 0 | 3.1001e-07 | 5.1668e-09 | 0.0065488 | 0.0065274 | 0.0065274 | 153 | 403 | 0 | 0.00091289 | 0.00091248 | 0.00091248 | 403 | 1095
404 | 6.7333 | 0 | 0.0024301 | 1.7195e-18 | 0 | 0.0024301 | 2.7417e-07 | 0 | 2.7417e-07 | 4.5696e-09 | 0.0065488 | 0.0065274 | 0.0065274 | 153 | 404 | 0 | 0.00091289 | 0.00091248 | 0.00091248 | 404 | 1095
405 | 6.75 | 0 | 0.0024301 | 1.5207e-18 | 0 | 0.0024301 | 2.4248e-07 | 0 | 2.4248e-07 | 4.0414e-09 | 0.0065488 | 0.0065274 | 0.0065274 | 153 | 405 | 0 | 0.00091289 | 0.00091248 | 0.00091248 | 405 | 1095
406 | 6.7667 | 0 | 0.0024301 | 1.345e-18 | 0 | 0.0024301 | 2.1445e-07 | 0 | 2.1445e-07 | 3.5742e-09 | 0.0065488 | 0.0065274 | 0.0065274 | 153 | 406 | 0 | 0.00091289 | 0.00091248 | 0.00091248 | 406 | 1095
407 | 6.7833 | 0 | 0.0024301 | 1.1895e-18 | 0 | 0.0024301 | 1.8967e-07 | 0 | 1.8967e-07 | 3.1611e-09 | 0.0065488 | 0.0065274 | 0.0065274 | 153 | 407 | 0 | 0.00091289 | 0.00091248 | 0.00091248 | 407 | 1095
408 | 6.8 | 0 | 0.0024301 | 1.052e-18 | 0 | 0.0024301 | 1.6774e-07 | 0 | 1.6774e-07 | 2.7957e-09 | 0.0065488 | 0.0065274 | 0.0065274 | 153 | 408 | 0 | 0.00091289 | 0.00091248 | 0.00091248 | 408 | 1095
409 | 6.8167 | 0 | 0.0024301 | 9.304e-19 | 0 | 0.0024301 | 1.4835e-07 | 0 | 1.4835e-07 | 2.4726e-09 | 0.0065488 | 0.0065274 | 0.0065274 | 153 | 409 | 0 | 0.00091289 | 0.00091248 | 0.00091248 | 409 | 1095
410 | 6.8333 | 0 | 0.0024301 | 8.2286e-19 | 0 | 0.0024301 | 1.3121e-07 | 0 | 1.3121e-07 | 2.1868e-09 | 0.0065488 | 0.0065274 | 0.0065274 | 153 | 410 | 0 | 0.00091289 | 0.00091248 | 0.00091248 | 410 | 1095
411 | 6.85 | 0 | 0.0024301 | 7.2774e-19 | 0 | 0.0024301 | 1.1604e-07 | 0 | 1.1604e-07 | 1.934e-09 | 0.0065488 | 0.0065274 | 0.0065274 | 153 | 411 | 0 | 0.00091289 | 0.00091248 | 0.00091248 | 411 | 1095
412 | 6.8667 | 0 | 0.0024301 | 6.4362e-19 | 0 | 0.0024301 | 1.0263e-07 | 0 | 1.0263e-07 | 1.7104e-09 | 0.0065488 | 0.0065274 | 0.0065274 | 153 | 412 | 0 | 0.00091289 | 0.00091248 | 0.00091248 | 412 | 1095
413 | 6.8833 | 0 | 0.0024301 | 5.6923e-19 | 0 | 0.0024301 | 9.0764e-08 | 0 | 9.0764e-08 | 1.5127e-09 | 0.0065488 | 0.0065274 | 0.0065274 | 153 | 413 | 0 | 0.00091289 | 0.00091248 | 0.00091248 | 413 | 1095
414 | 6.9 | 0 | 0.0024301 | 5.0343e-19 | 0 | 0.0024301 | 8.0273e-08 | 0 | 8.0273e-08 | 1.3379e-09 | 0.0065488 | 0.0065274 | 0.0065274 | 153 | 414 | 0 | 0.00091289 | 0.00091248 | 0.00091248 | 414 | 1095
415 | 6.9167 | 0 | 0.0024301 | 4.4524e-19 | 0 | 0.0024301 | 7.0994e-08 | 0 | 7.0994e-08 | 1.1832e-09 | 0.0065488 | 0.0065274 | 0.0065274 | 153 | 415 | 0 | 0.00091289 | 0.00091248 | 0.00091248 | 415 | 1095
416 | 6.9333 | 0 | 0.0024301 | 3.9378e-19 | 0 | 0.0024301 | 6.2788e-08 | 0 | 6.2788e-08 | 1.0465e-09 | 0.0065488 | 0.0065274 | 0.0065274 | 153 | 416 | 0 | 0.00091289 | 0.00091248 | 0.00091248 | 416 | 1095
417 | 6.95 | 0 | 0.0024301 | 3.4826e-19 | 0 | 0.0024301 | 5.553e-08 | 0 | 5.553e-08 | 9.255e-10 | 0.0065488 | 0.0065274 | 0.0065274 | 153 | 417 | 0 | 0.00091289 | 0.00091248 | 0.00091248 | 417 | 1095
418 | 6.9667 | 0 | 0.0024301 | 3.08e-19 | 0 | 0.0024301 | 4.9112e-08 | 0 | 4.9112e-08 | 8.1853e-10 | 0.0065488 | 0.0065274 | 0.0065274 | 153 | 418 | 0 | 0.00091289 | 0.00091248 | 0.00091248 | 418 | 1095
419 | 6.9833 | 0 | 0.0024301 | 2.724e-19 | 0 | 0.0024301 | 4.3435e-08 | 0 | 4.3435e-08 | 7.2391e-10 | 0.0065488 | 0.0065274 | 0.0065274 | 153 | 419 | 0 | 0.00091289 | 0.00091248 | 0.00091248 | 419 | 1095
420 | 7 | 0 | 0.0024301 | 2.4092e-19 | 0 | 0.0024301 | 3.8414e-08 | 0 | 3.8414e-08 | 6.4024e-10 | 0.0065488 | 0.0065274 | 0.0065274 | 153 | 420 | 0 | 0.00091289 | 0.00091248 | 0.00091248 | 420 | 1095
421 | 7.0167 | 0 | 0.0024301 | 2.1307e-19 | 0 | 0.0024301 | 3.3974e-08 | 0 | 3.3974e-08 | 5.6623e-10 | 0.0065488 | 0.0065274 | 0.0065274 | 153 | 421 | 0 | 0.00091289 | 0.00091248 | 0.00091248 | 421 | 1095
422 | 7.0333 | 0 | 0.0024301 | 1.8844e-19 | 0 | 0.0024301 | 3.0047e-08 | 0 | 3.0047e-08 | 5.0078e-10 | 0.0065488 | 0.0065274 | 0.0065274 | 153 | 422 | 0 | 0.00091289 | 0.00091248 | 0.00091248 | 422 | 1095
423 | 7.05 | 0 | 0.0024301 | 1.6666e-19 | 0 | 0.0024301 | 2.6574e-08 | 0 | 2.6574e-08 | 4.429e-10 | 0.0065488 | 0.0065274 | 0.0065274 | 153 | 423 | 0 | 0.00091289 | 0.00091248 | 0.00091248 | 423 | 1095
424 | 7.0667 | 0 | 0.0024301 | 1.4739e-19 | 0 | 0.0024301 | 2.3502e-08 | 0 | 2.3502e-08 | 3.917e-10 | 0.0065488 | 0.0065274 | 0.0065274 | 153 | 424 | 0 | 0.00091289 | 0.00091248 | 0.00091248 | 424 | 1095
425 | 7.0833 | 0 | 0.0024301 | 1.3036e-19 | 0 | 0.0024301 | 2.0786e-08 | 0 | 2.0786e-08 | 3.4643e-10 | 0.0065488 | 0.0065274 | 0.0065274 | 153 | 425 | 0 | 0.00091289 | 0.00091248 | 0.00091248 | 425 | 1095
426 | 7.1 | 0 | 0.0024301 | 1.1529e-19 | 0 | 0.0024301 | 1.8383e-08 | 0 | 1.8383e-08 | 3.0638e-10 | 0.0065488 | 0.0065274 | 0.0065274 | 153 | 426 | 0 | 0.00091289 | 0.00091248 | 0.00091248 | 426 | 1095
427 | 7.1167 | 0 | 0.0024301 | 1.0196e-19 | 0 | 0.0024301 | 1.6258e-08 | 0 | 1.6258e-08 | 2.7097e-10 | 0.0065488 | 0.0065274 | 0.0065274 | 153 | 427 | 0 | 0.00091289 | 0.00091248 | 0.00091248 | 427 | 1095
428 | 7.1333 | 0 | 0.0024301 | 9.0178e-20 | 0 | 0.0024301 | 1.4379e-08 | 0 | 1.4379e-08 | 2.3965e-10 | 0.0065488 | 0.0065274 | 0.0065274 | 153 | 428 | 0 | 0.00091289 | 0.00091248 | 0.00091248 | 428 | 1095
429 | 7.15 | 0 | 0.0024301 | 7.9754e-20 | 0 | 0.0024301 | 1.2717e-08 | 0 | 1.2717e-08 | 2.1195e-10 | 0.0065488 | 0.0065274 | 0.0065274 | 153 | 429 | 0 | 0.00091289 | 0.00091248 | 0.00091248 | 429 | 1095
430 | 7.1667 | 0 | 0.0024301 | 7.0535e-20 | 0 | 0.0024301 | 1.1247e-08 | 0 | 1.1247e-08 | 1.8745e-10 | 0.0065488 | 0.0065274 | 0.0065274 | 153 | 430 | 0 | 0.00091289 | 0.00091248 | 0.00091248 | 430 | 1095
431 | 7.1833 | 0 | 0.0024301 | 6.2382e-20 | 0 | 0.0024301 | 9.9469e-09 | 0 | 9.9469e-09 | 1.6578e-10 | 0.0065488 | 0.0065274 | 0.0065274 | 153 | 431 | 0 | 0.00091289 | 0.00091248 | 0.00091248 | 431 | 1095
432 | 7.2 | 0 | 0.0024301 | 5.5172e-20 | 0 | 0.0024301 | 8.7972e-09 | 0 | 8.7972e-09 | 1.4662e-10 | 0.0065488 | 0.0065274 | 0.0065274 | 153 | 432 | 0 | 0.00091289 | 0.00091248 | 0.00091248 | 432 | 1095
433 | 7.2167 | 0 | 0.0024301 | 4.8794e-20 | 0 | 0.0024301 | 7.7803e-09 | 0 | 7.7803e-09 | 1.2967e-10 | 0.0065488 | 0.0065274 | 0.0065274 | 153 | 433 | 0 | 0.00091289 | 0.00091248 | 0.00091248 | 433 | 1095
434 | 7.2333 | 0 | 0.0024301 | 4.3154e-20 | 0 | 0.0024301 | 6.881e-09 | 0 | 6.881e-09 | 1.1468e-10 | 0.0065488 | 0.0065274 | 0.0065274 | 153 | 434 | 0 | 0.00091289 | 0.00091248 | 0.00091248 | 434 | 1095
435 | 7.25 | 0 | 0.0024301 | 3.8166e-20 | 0 | 0.0024301 | 6.0856e-09 | 0 | 6.0856e-09 | 1.0143e-10 | 0.0065488 | 0.0065274 | 0.0065274 | 153 | 435 | 0 | 0.00091289 | 0.00091248 | 0.00091248 | 435 | 1095
436 | 7.2667 | 0 | 0.0024301 | 3.3755e-20 | 0 | 0.0024301 | 5.3822e-09 | 0 | 5.3822e-09 | 8.9703e-11 | 0.0065488 | 0.0065274 | 0.0065274 | 153 | 436 | 0 | 0.00091289 | 0.00091248 | 0.00091248 | 436 | 1095
437 | 7.2833 | 0 | 0.0024301 | 2.9853e-20 | 0 | 0.0024301 | 4.7601e-09 | 0 | 4.7601e-09 | 7.9334e-11 | 0.0065488 | 0.0065274 | 0.0065274 | 153 | 437 | 0 | 0.00091289 | 0.00091248 | 0.00091248 | 437 | 1095
438 | 7.3 | 0 | 0.0024301 | 2.6402e-20 | 0 | 0.0024301 | 4.2099e-09 | 0 | 4.2099e-09 | 7.0164e-11 | 0.0065488 | 0.0065274 | 0.0065274 | 153 | 438 | 0 | 0.00091289 | 0.00091248 | 0.00091248 | 438 | 1095
439 | 7.3167 | 0 | 0.0024301 | 2.335e-20 | 0 | 0.0024301 | 3.7232e-09 | 0 | 3.7232e-09 | 6.2054e-11 | 0.0065488 | 0.0065274 | 0.0065274 | 153 | 439 | 0 | 0.00091289 | 0.00091248 | 0.00091248 | 439 | 1095
440 | 7.3333 | 0 | 0.0024301 | 2.0651e-20 | 0 | 0.0024301 | 3.2929e-09 | 0 | 3.2929e-09 | 5.4881e-11 | 0.0065488 | 0.0065274 | 0.0065274 | 153 | 440 | 0 | 0.00091289 | 0.00091248 | 0.00091248 | 440 | 1095
441 | 7.35 | 0 | 0.0024301 | 1.8264e-20 | 0 | 0.0024301 | 2.9123e-09 | 0 | 2.9123e-09 | 4.8538e-11 | 0.0065488 | 0.0065274 | 0.0065274 | 153 | 441 | 0 | 0.00091289 | 0.00091248 | 0.00091248 | 441 | 1095
442 | 7.3667 | 0 | 0.0024301 | 1.6153e-20 | 0 | 0.0024301 | 2.5756e-09 | 0 | 2.5756e-09 | 4.2927e-11 | 0.0065488 | 0.0065274 | 0.0065274 | 153 | 442 | 0 | 0.00091289 | 0.00091248 | 0.00091248 | 442 | 1095
443 | 7.3833 | 0 | 0.0024301 | 1.4286e-20 | 0 | 0.0024301 | 2.2779e-09 | 0 | 2.2779e-09 | 3.7965e-11 | 0.0065488 | 0.0065274 | 0.0065274 | 153 | 443 | 0 | 0.00091289 | 0.00091248 | 0.00091248 | 443 | 1095
444 | 7.4 | 0 | 0.0024301 | 1.2635e-20 | 0 | 0.0024301 | 2.0146e-09 | 0 | 2.0146e-09 | 3.3577e-11 | 0.0065488 | 0.0065274 | 0.0065274 | 153 | 444 | 0 | 0.00091289 | 0.00091248 | 0.00091248 | 444 | 1095
445 | 7.4167 | 0 | 0.0024301 | 1.1174e-20 | 0 | 0.0024301 | 1.7817e-09 | 0 | 1.7817e-09 | 2.9696e-11 | 0.0065488 | 0.0065274 | 0.0065274 | 153 | 445 | 0 | 0.00091289 | 0.00091248 | 0.00091248 | 445 | 1095
446 | 7.4333 | 0 | 0.0024301 | 9.8827e-21 | 0 | 0.0024301 | 1.5758e-09 | 0 | 1.5758e-09 | 2.6263e-11 | 0.0065488 | 0.0065274 | 0.0065274 | 153 | 446 | 0 | 0.00091289 | 0.00091248 | 0.00091248 | 446 | 1095
447 | 7.45 | 0 | 0.0024301 | 8.7403e-21 | 0 | 0.0024301 | 1.3937e-09 | 0 | 1.3937e-09 | 2.3228e-11 | 0.0065488 | 0.0065274 | 0.0065274 | 153 | 447 | 0 | 0.00091289 | 0.00091248 | 0.00091248 | 447 | 1095
448 | 7.4667 | 0 | 0.0024301 | 7.7301e-21 | 0 | 0.0024301 | 1.2326e-09 | 0 | 1.2326e-09 | 2.0543e-11 | 0.0065488 | 0.0065274 | 0.0065274 | 153 | 448 | 0 | 0.00091289 | 0.00091248 | 0.00091248 | 448 | 1095
449 | 7.4833 | 0 | 0.0024301 | 6.8365e-21 | 0 | 0.0024301 | 1.0901e-09 | 0 | 1.0901e-09 | 1.8168e-11 | 0.0065488 | 0.0065274 | 0.0065274 | 153 | 449 | 0 | 0.00091289 | 0.00091248 | 0.00091248 | 449 | 1095
450 | 7.5 | 0 | 0.0024301 | 6.0463e-21 | 0 | 0.0024301 | 9.6409e-10 | 0 | 9.6409e-10 | 1.6068e-11 | 0.0065488 | 0.0065274 | 0.0065274 | 153 | 450 | 0 | 0.00091289 | 0.00091248 | 0.00091248 | 450 | 1095
451 | 7.5167 | 0 | 0.0024301 | 5.3474e-21 | 0 | 0.0024301 | 8.5265e-10 | 0 | 8.5265e-10 | 1.4211e-11 | 0.0065488 | 0.0065274 | 0.0065274 | 153 | 451 | 0 | 0.00091289 | 0.00091248 | 0.00091248 | 451 | 1095
452 | 7.5333 | 0 | 0.0024301 | 4.7293e-21 | 0 | 0.0024301 | 7.5409e-10 | 0 | 7.5409e-10 | 1.2568e-11 | 0.0065488 | 0.0065274 | 0.0065274 | 153 | 452 | 0 | 0.00091289 | 0.00091248 | 0.00091248 | 452 | 1095
453 | 7.55 | 0 | 0.0024301 | 4.1827e-21 | 0 | 0.0024301 | 6.6693e-10 | 0 | 6.6693e-10 | 1.1115e-11 | 0.0065488 | 0.0065274 | 0.0065274 | 153 | 453 | 0 | 0.00091289 | 0.00091248 | 0.00091248 | 453 | 1095
454 | 7.5667 | 0 | 0.0024301 | 3.6992e-21 | 0 | 0.0024301 | 5.8984e-10 | 0 | 5.8984e-10 | 9.8307e-12 | 0.0065488 | 0.0065274 | 0.0065274 | 153 | 454 | 0 | 0.00091289 | 0.00091248 | 0.00091248 | 454 | 1095
455 | 7.5833 | 0 | 0.0024301 | 3.2716e-21 | 0 | 0.0024301 | 5.2166e-10 | 0 | 5.2166e-10 | 8.6943e-12 | 0.0065488 | 0.0065274 | 0.0065274 | 153 | 455 | 0 | 0.00091289 | 0.00091248 | 0.00091248 | 455 | 1095
456 | 7.6 | 0 | 0.0024301 | 2.8934e-21 | 0 | 0.0024301 | 4.6136e-10 | 0 | 4.6136e-10 | 7.6894e-12 | 0.0065488 | 0.0065274 | 0.0065274 | 153 | 456 | 0 | 0.00091289 | 0.00091248 | 0.00091248 | 456 | 1095
457 | 7.6167 | 0 | 0.0024301 | 2.559e-21 | 0 | 0.0024301 | 4.0803e-10 | 0 | 4.0803e-10 | 6.8006e-12 | 0.0065488 | 0.0065274 | 0.0065274 | 153 | 457 | 0 | 0.00091289 | 0.00091248 | 0.00091248 | 457 | 1095
458 | 7.6333 | 0 | 0.0024301 | 2.2632e-21 | 0 | 0.0024301 | 3.6087e-10 | 0 | 3.6087e-10 | 6.0145e-12 | 0.0065488 | 0.0065274 | 0.0065274 | 153 | 458 | 0 | 0.00091289 | 0.00091248 | 0.00091248 | 458 | 1095
459 | 7.65 | 0 | 0.0024301 | 2.0016e-21 | 0 | 0.0024301 | 3.1916e-10 | 0 | 3.1916e-10 | 5.3193e-12 | 0.0065488 | 0.0065274 | 0.0065274 | 153 | 459 | 0 | 0.00091289 | 0.00091248 | 0.00091248 | 459 | 1095
460 | 7.6667 | 0 | 0.0024301 | 1.7702e-21 | 0 | 0.0024301 | 2.8227e-10 | 0 | 2.8227e-10 | 4.7044e-12 | 0.0065488 | 0.0065274 | 0.0065274 | 153 | 460 | 0 | 0.00091289 | 0.00091248 | 0.00091248 | 460 | 1095
461 | 7.6833 | 0 | 0.0024301 | 1.5656e-21 | 0 | 0.0024301 | 2.4964e-10 | 0 | 2.4964e-10 | 4.1607e-12 | 0.0065488 | 0.0065274 | 0.0065274 | 153 | 461 | 0 | 0.00091289 | 0.00091248 | 0.00091248 | 461 | 1095
462 | 7.7 | 0 | 0.0024301 | 1.3847e-21 | 0 | 0.0024301 | 2.2078e-10 | 0 | 2.2078e-10 | 3.6797e-12 | 0.0065488 | 0.0065274 | 0.0065274 | 153 | 462 | 0 | 0.00091289 | 0.00091248 | 0.00091248 | 462 | 1095
463 | 7.7167 | 0 | 0.0024301 | 1.2246e-21 | 0 | 0.0024301 | 1.9526e-10 | 0 | 1.9526e-10 | 3.2544e-12 | 0.0065488 | 0.0065274 | 0.0065274 | 153 | 463 | 0 | 0.00091289 | 0.00091248 | 0.00091248 | 463 | 1095
464 | 7.7333 | 0 | 0.0024301 | 1.0831e-21 | 0 | 0.0024301 | 1.7269e-10 | 0 | 1.7269e-10 | 2.8782e-12 | 0.0065488 | 0.0065274 | 0.0065274 | 153 | 464 | 0 | 0.00091289 | 0.00091248 | 0.00091248 | 464 | 1095
465 | 7.75 | 0 | 0.0024301 | 9.5786e-22 | 0 | 0.0024301 | 1.5273e-10 | 0 | 1.5273e-10 | 2.5455e-12 | 0.0065488 | 0.0065274 | 0.0065274 | 153 | 465 | 0 | 0.00091289 | 0.00091248 | 0.00091248 | 465 | 1095
466 | 7.7667 | 0 | 0.0024301 | 8.4714e-22 | 0 | 0.0024301 | 1.3508e-10 | 0 | 1.3508e-10 | 2.2513e-12 | 0.0065488 | 0.0065274 | 0.0065274 | 153 | 466 | 0 | 0.00091289 | 0.00091248 | 0.00091248 | 466 | 1095
467 | 7.7833 | 0 | 0.0024301 | 7.4922e-22 | 0 | 0.0024301 | 1.1946e-10 | 0 | 1.1946e-10 | 1.9911e-12 | 0.0065488 | 0.0065274 | 0.0065274 | 153 | 467 | 0 | 0.00091289 | 0.00091248 | 0.00091248 | 467 | 1095
468 | 7.8 | 0 | 0.0024301 | 6.6262e-22 | 0 | 0.0024301 | 1.0566e-10 | 0 | 1.0566e-10 | 1.7609e-12 | 0.0065488 | 0.0065274 | 0.0065274 | 153 | 468 | 0 | 0.00091289 | 0.00091248 | 0.00091248 | 468 | 1095
469 | 7.8167 | 0 | 0.0024301 | 5.8603e-22 | 0 | 0.0024301 | 9.3443e-11 | 0 | 9.3443e-11 | 1.5574e-12 | 0.0065488 | 0.0065274 | 0.0065274 | 153 | 469 | 0 | 0.00091289 | 0.00091248 | 0.00091248 | 469 | 1095
470 | 7.8333 | 0 | 0.0024301 | 5.1829e-22 | 0 | 0.0024301 | 8.2642e-11 | 0 | 8.2642e-11 | 1.3774e-12 | 0.0065488 | 0.0065274 | 0.0065274 | 153 | 470 | 0 | 0.00091289 | 0.00091248 | 0.00091248 | 470 | 1095
471 | 7.85 | 0 | 0.0024301 | 4.5838e-22 | 0 | 0.0024301 | 7.3089e-11 | 0 | 7.3089e-11 | 1.2182e-12 | 0.0065488 | 0.0065274 | 0.0065274 | 153 | 471 | 0 | 0.00091289 | 0.00091248 | 0.00091248 | 471 | 1095
472 | 7.8667 | 0 | 0.0024301 | 4.054e-22 | 0 | 0.0024301 | 6.4641e-11 | 0 | 6.4641e-11 | 1.0774e-12 | 0.0065488 | 0.0065274 | 0.0065274 | 153 | 472 | 0 | 0.00091289 | 0.00091248 | 0.00091248 | 472 | 1095
473 | 7.8833 | 0 | 0.0024301 | 3.5854e-22 | 0 | 0.0024301 | 5.7169e-11 | 0 | 5.7169e-11 | 9.5282e-13 | 0.0065488 | 0.0065274 | 0.0065274 | 153 | 473 | 0 | 0.00091289 | 0.00091248 | 0.00091248 | 473 | 1095
474 | 7.9 | 0 | 0.0024301 | 3.171e-22 | 0 | 0.0024301 | 5.0561e-11 | 0 | 5.0561e-11 | 8.4269e-13 | 0.0065488 | 0.0065274 | 0.0065274 | 153 | 474 | 0 | 0.00091289 | 0.00091248 | 0.00091248 | 474 | 1095
475 | 7.9167 | 0 | 0.0024301 | 2.8044e-22 | 0 | 0.0024301 | 4.4717e-11 | 0 | 4.4717e-11 | 7.4528e-13 | 0.0065488 | 0.0065274 | 0.0065274 | 153 | 475 | 0 | 0.00091289 | 0.00091248 | 0.00091248 | 475 | 1095
476 | 7.9333 | 0 | 0.0024301 | 2.4803e-22 | 0 | 0.0024301 | 3.9548e-11 | 0 | 3.9548e-11 | 6.5913e-13 | 0.0065488 | 0.0065274 | 0.0065274 | 153 | 476 | 0 | 0.00091289 | 0.00091248 | 0.00091248 | 476 | 1095
477 | 7.95 | 0 | 0.0024301 | 2.1936e-22 | 0 | 0.0024301 | 3.4977e-11 | 0 | 3.4977e-11 | 5.8295e-13 | 0.0065488 | 0.0065274 | 0.0065274 | 153 | 477 | 0 | 0.00091289 | 0.00091248 | 0.00091248 | 477 | 1095
478 | 7.9667 | 0 | 0.0024301 | 1.94e-22 | 0 | 0.0024301 | 3.0934e-11 | 0 | 3.0934e-11 | 5.1556e-13 | 0.0065488 | 0.0065274 | 0.0065274 | 153 | 478 | 0 | 0.00091289 | 0.00091248 | 0.00091248 | 478 | 1095
479 | 7.9833 | 0 | 0.0024301 | 1.7158e-22 | 0 | 0.0024301 | 2.7358e-11 | 0 | 2.7358e-11 | 4.5597e-13 | 0.0065488 | 0.0065274 | 0.0065274 | 153 | 479 | 0 | 0.00091289 | 0.00091248 | 0.00091248 | 479 | 1095
480 | 8 | 0 | 0.0024301 | 1.5175e-22 | 0 | 0.0024301 | 2.4196e-11 | 0 | 2.4196e-11 | 4.0327e-13 | 0.0065488 | 0.0065274 | 0.0065274 | 153 | 480 | 0 | 0.00091289 | 0.00091248 | 0.00091248 | 480 | 1095

## TECERQ3
| Enter (hr) | Exit (hr) | Erq (quanta/hr)
Susc. Occ. A | 2.5 | 3.25 | --
Inf. Occ. t(0) | 0 | 2 | 0.12901
Inf. Occ. #2 | 2 | 5.5 | 0.12901
[12 empty] | risk Erq | [5 empty] | risk Erq
| I = | 1 |  |  | Yes | [6 empty] | probability | 1 |  |  |  |  | probability | 1
|  | Inf. Occ. t(0) | Inf. Occ. t(0) | Inf. Occ. t(0) | Inf. Occ. #2 | Inf. Occ #2 | Inf. Occ #2 | no | Total | Continuous Occupancy | [5 empty] | Susceptible Occupant A
time (min) | time (hr) | quanta/hr | quanta/m3 occ | quanta/m3 | quanta/hr | quanta/m3 occ | quanta/m3 | quanta/m3 | quanta/m3 | n(t)dt | Dq | PI | R | Occupancy | time (min) | n(t)dt | Dq | PI | R | time (min) | Occupancy
0.1 | 0.0016667 | 0.12901 | 1.0793e-06 | 1.0793e-06 | 0 | 0 | 0 | 0 | 1.0793e-06 | [10 empty] | 0.1
1 | 0.016667 | 0.12901 | 1.0219e-05 | 1.0219e-05 | 0 | 0 | 0 | 0 | 1.0219e-05 | 1.5329e-07 | 7.5112e-08 | 7.5112e-08 | 7.5112e-08 | 13313419 | 1 | 0 | 0 | 0 | 1e-20 | 1 | 99999
2 | 0.033333 | 0.12901 | 1.9257e-05 | 1.9257e-05 | 0 | 0 | 0 | 0 | 1.9257e-05 | 3.2096e-07 | 2.3238e-07 | 2.3238e-07 | 2.3238e-07 | 4303272 | 2 | 0 | 0 | 0 | 1e-20 | 2 | 99999
3 | 0.05 | 0.12901 | 2.7251e-05 | 2.7251e-05 | 0 | 0 | 0 | 0 | 2.7251e-05 | 4.5418e-07 | 4.5493e-07 | 4.5493e-07 | 4.5493e-07 | 2198141 | 3 | 0 | 0 | 0 | 1e-20 | 3 | 99999
4 | 0.066667 | 0.12901 | 3.432e-05 | 3.432e-05 | 0 | 0 | 0 | 0 | 3.432e-05 | 5.72e-07 | 7.3521e-07 | 7.3521e-07 | 7.3521e-07 | 1360151 | 4 | 0 | 0 | 0 | 1e-20 | 4 | 99999
5 | 0.083333 | 0.12901 | 4.0573e-05 | 4.0573e-05 | 0 | 0 | 0 | 0 | 4.0573e-05 | 6.7621e-07 | 1.0666e-06 | 1.0666e-06 | 1.0666e-06 | 937598 | 5 | 0 | 0 | 0 | 1e-20 | 5 | 99999
6 | 0.1 | 0.12901 | 4.6102e-05 | 4.6102e-05 | 0 | 0 | 0 | 0 | 4.6102e-05 | 7.6837e-07 | 1.4431e-06 | 1.4431e-06 | 1.4431e-06 | 692974 | 6 | 0 | 0 | 0 | 1e-20 | 6 | 99999
7 | 0.11667 | 0.12901 | 5.0993e-05 | 5.0993e-05 | 0 | 0 | 0 | 0 | 5.0993e-05 | 8.4988e-07 | 1.8595e-06 | 1.8595e-06 | 1.8595e-06 | 537780 | 7 | 0 | 0 | 0 | 1e-20 | 7 | 99999
8 | 0.13333 | 0.12901 | 5.5318e-05 | 5.5318e-05 | 0 | 0 | 0 | 0 | 5.5318e-05 | 9.2196e-07 | 2.3113e-06 | 2.3113e-06 | 2.3113e-06 | 432665 | 8 | 0 | 0 | 0 | 1e-20 | 8 | 99999
9 | 0.15 | 0.12901 | 5.9143e-05 | 5.9143e-05 | 0 | 0 | 0 | 0 | 5.9143e-05 | 9.8572e-07 | 2.7943e-06 | 2.7943e-06 | 2.7943e-06 | 357877 | 9 | 0 | 0 | 0 | 1e-20 | 9 | 99999
10 | 0.16667 | 0.12901 | 6.2526e-05 | 6.2526e-05 | 0 | 0 | 0 | 0 | 6.2526e-05 | 1.0421e-06 | 3.3049e-06 | 3.3049e-06 | 3.3049e-06 | 302582 | 10 | 0 | 0 | 0 | 1e-20 | 10 | 99999
11 | 0.18333 | 0.12901 | 6.5518e-05 | 6.5518e-05 | 0 | 0 | 0 | 0 | 6.5518e-05 | 1.092e-06 | 3.84e-06 | 3.8399e-06 | 3.8399e-06 | 260420 | 11 | 0 | 0 | 0 | 1e-20 | 11 | 99999
12 | 0.2 | 0.12901 | 6.8164e-05 | 6.8164e-05 | 0 | 0 | 0 | 0 | 6.8164e-05 | 1.1361e-06 | 4.3966e-06 | 4.3966e-06 | 4.3966e-06 | 227447 | 12 | 0 | 0 | 0 | 1e-20 | 12 | 99999
13 | 0.21667 | 0.12901 | 7.0505e-05 | 7.0505e-05 | 0 | 0 | 0 | 0 | 7.0505e-05 | 1.1751e-06 | 4.9724e-06 | 4.9724e-06 | 4.9724e-06 | 201109 | 13 | 0 | 0 | 0 | 1e-20 | 13 | 99999
14 | 0.23333 | 0.12901 | 7.2574e-05 | 7.2574e-05 | 0 | 0 | 0 | 0 | 7.2574e-05 | 1.2096e-06 | 5.5651e-06 | 5.5651e-06 | 5.5651e-06 | 179691 | 14 | 0 | 0 | 0 | 1e-20 | 14 | 99999
15 | 0.25 | 0.12901 | 7.4405e-05 | 7.4405e-05 | 0 | 0 | 0 | 0 | 7.4405e-05 | 1.2401e-06 | 6.1727e-06 | 6.1727e-06 | 6.1727e-06 | 162002 | 15 | 0 | 0 | 0 | 1e-20 | 15 | 99999
16 | 0.26667 | 0.12901 | 7.6024e-05 | 7.6024e-05 | 0 | 0 | 0 | 0 | 7.6024e-05 | 1.2671e-06 | 6.7936e-06 | 6.7936e-06 | 6.7936e-06 | 147197 | 16 | 0 | 0 | 0 | 1e-20 | 16 | 99999
17 | 0.28333 | 0.12901 | 7.7456e-05 | 7.7456e-05 | 0 | 0 | 0 | 0 | 7.7456e-05 | 1.2909e-06 | 7.4262e-06 | 7.4261e-06 | 7.4261e-06 | 134659 | 17 | 0 | 0 | 0 | 1e-20 | 17 | 99999
18 | 0.3 | 0.12901 | 7.8722e-05 | 7.8722e-05 | 0 | 0 | 0 | 0 | 7.8722e-05 | 1.312e-06 | 8.0691e-06 | 8.069e-06 | 8.069e-06 | 123930 | 18 | 0 | 0 | 0 | 1e-20 | 18 | 99999
19 | 0.31667 | 0.12901 | 7.9842e-05 | 7.9842e-05 | 0 | 0 | 0 | 0 | 7.9842e-05 | 1.3307e-06 | 8.7211e-06 | 8.7211e-06 | 8.7211e-06 | 114664 | 19 | 0 | 0 | 0 | 1e-20 | 19 | 99999
20 | 0.33333 | 0.12901 | 8.0832e-05 | 8.0832e-05 | 0 | 0 | 0 | 0 | 8.0832e-05 | 1.3472e-06 | 9.3812e-06 | 9.3812e-06 | 9.3812e-06 | 106596 | 20 | 0 | 0 | 0 | 1e-20 | 20 | 99999
21 | 0.35 | 0.12901 | 8.1708e-05 | 8.1708e-05 | 0 | 0 | 0 | 0 | 8.1708e-05 | 1.3618e-06 | 1.0049e-05 | 1.0048e-05 | 1.0048e-05 | 99517 | 21 | 0 | 0 | 0 | 1e-20 | 21 | 99999
22 | 0.36667 | 0.12901 | 8.2483e-05 | 8.2483e-05 | 0 | 0 | 0 | 0 | 8.2483e-05 | 1.3747e-06 | 1.0722e-05 | 1.0722e-05 | 1.0722e-05 | 93265 | 22 | 0 | 0 | 0 | 1e-20 | 22 | 99999
23 | 0.38333 | 0.12901 | 8.3168e-05 | 8.3168e-05 | 0 | 0 | 0 | 0 | 8.3168e-05 | 1.3861e-06 | 1.1401e-05 | 1.1401e-05 | 1.1401e-05 | 87709 | 23 | 0 | 0 | 0 | 1e-20 | 23 | 99999
24 | 0.4 | 0.12901 | 8.3774e-05 | 8.3774e-05 | 0 | 0 | 0 | 0 | 8.3774e-05 | 1.3962e-06 | 1.2086e-05 | 1.2085e-05 | 1.2085e-05 | 82744 | 24 | 0 | 0 | 0 | 1e-20 | 24 | 99999
25 | 0.41667 | 0.12901 | 8.431e-05 | 8.431e-05 | 0 | 0 | 0 | 0 | 8.431e-05 | 1.4052e-06 | 1.2774e-05 | 1.2774e-05 | 1.2774e-05 | 78284 | 25 | 0 | 0 | 0 | 1e-20 | 25 | 99999
26 | 0.43333 | 0.12901 | 8.4784e-05 | 8.4784e-05 | 0 | 0 | 0 | 0 | 8.4784e-05 | 1.4131e-06 | 1.3466e-05 | 1.3466e-05 | 1.3466e-05 | 74259 | 26 | 0 | 0 | 0 | 1e-20 | 26 | 99999
27 | 0.45 | 0.12901 | 8.5204e-05 | 8.5204e-05 | 0 | 0 | 0 | 0 | 8.5204e-05 | 1.4201e-06 | 1.4162e-05 | 1.4162e-05 | 1.4162e-05 | 70610 | 27 | 0 | 0 | 0 | 1e-20 | 27 | 99999
28 | 0.46667 | 0.12901 | 8.5574e-05 | 8.5574e-05 | 0 | 0 | 0 | 0 | 8.5574e-05 | 1.4262e-06 | 1.4861e-05 | 1.4861e-05 | 1.4861e-05 | 67290 | 28 | 0 | 0 | 0 | 1e-20 | 28 | 99999
29 | 0.48333 | 0.12901 | 8.5902e-05 | 8.5902e-05 | 0 | 0 | 0 | 0 | 8.5902e-05 | 1.4317e-06 | 1.5563e-05 | 1.5563e-05 | 1.5563e-05 | 64256 | 29 | 0 | 0 | 0 | 1e-20 | 29 | 99999
30 | 0.5 | 0.12901 | 8.6192e-05 | 8.6192e-05 | 0 | 0 | 0 | 0 | 8.6192e-05 | 1.4365e-06 | 1.6267e-05 | 1.6266e-05 | 1.6266e-05 | 61476 | 30 | 0 | 0 | 0 | 1e-20 | 30 | 99999
31 | 0.51667 | 0.12901 | 8.6449e-05 | 8.6449e-05 | 0 | 0 | 0 | 0 | 8.6449e-05 | 1.4408e-06 | 1.6973e-05 | 1.6972e-05 | 1.6972e-05 | 58919 | 31 | 0 | 0 | 0 | 1e-20 | 31 | 99999
32 | 0.53333 | 0.12901 | 8.6676e-05 | 8.6676e-05 | 0 | 0 | 0 | 0 | 8.6676e-05 | 1.4446e-06 | 1.768e-05 | 1.768e-05 | 1.768e-05 | 56560 | 32 | 0 | 0 | 0 | 1e-20 | 32 | 99999
33 | 0.55 | 0.12901 | 8.6876e-05 | 8.6876e-05 | 0 | 0 | 0 | 0 | 8.6876e-05 | 1.4479e-06 | 1.839e-05 | 1.839e-05 | 1.839e-05 | 54378 | 33 | 0 | 0 | 0 | 1e-20 | 33 | 99999
34 | 0.56667 | 0.12901 | 8.7054e-05 | 8.7054e-05 | 0 | 0 | 0 | 0 | 8.7054e-05 | 1.4509e-06 | 1.9101e-05 | 1.9101e-05 | 1.9101e-05 | 52354 | 34 | 0 | 0 | 0 | 1e-20 | 34 | 99999
35 | 0.58333 | 0.12901 | 8.721e-05 | 8.721e-05 | 0 | 0 | 0 | 0 | 8.721e-05 | 1.4535e-06 | 1.9813e-05 | 1.9813e-05 | 1.9813e-05 | 50472 | 35 | 0 | 0 | 0 | 1e-20 | 35 | 99999
36 | 0.6 | 0.12901 | 8.7349e-05 | 8.7349e-05 | 0 | 0 | 0 | 0 | 8.7349e-05 | 1.4558e-06 | 2.0526e-05 | 2.0526e-05 | 2.0526e-05 | 48718 | 36 | 0 | 0 | 0 | 1e-20 | 36 | 99999
37 | 0.61667 | 0.12901 | 8.7472e-05 | 8.7472e-05 | 0 | 0 | 0 | 0 | 8.7472e-05 | 1.4579e-06 | 2.1241e-05 | 2.1241e-05 | 2.1241e-05 | 47079 | 37 | 0 | 0 | 0 | 1e-20 | 37 | 99999
38 | 0.63333 | 0.12901 | 8.7581e-05 | 8.7581e-05 | 0 | 0 | 0 | 0 | 8.7581e-05 | 1.4597e-06 | 2.1956e-05 | 2.1956e-05 | 2.1956e-05 | 45546 | 38 | 0 | 0 | 0 | 1e-20 | 38 | 99999
39 | 0.65 | 0.12901 | 8.7677e-05 | 8.7677e-05 | 0 | 0 | 0 | 0 | 8.7677e-05 | 1.4613e-06 | 2.2672e-05 | 2.2672e-05 | 2.2672e-05 | 44107 | 39 | 0 | 0 | 0 | 1e-20 | 39 | 99999
40 | 0.66667 | 0.12901 | 8.7761e-05 | 8.7761e-05 | 0 | 0 | 0 | 0 | 8.7761e-05 | 1.4627e-06 | 2.3389e-05 | 2.3388e-05 | 2.3388e-05 | 42756 | 40 | 0 | 0 | 0 | 1e-20 | 40 | 99999
41 | 0.68333 | 0.12901 | 8.7837e-05 | 8.7837e-05 | 0 | 0 | 0 | 0 | 8.7837e-05 | 1.4639e-06 | 2.4106e-05 | 2.4106e-05 | 2.4106e-05 | 41483 | 41 | 0 | 0 | 0 | 1e-20 | 41 | 99999
42 | 0.7 | 0.12901 | 8.7903e-05 | 8.7903e-05 | 0 | 0 | 0 | 0 | 8.7903e-05 | 1.465e-06 | 2.4824e-05 | 2.4824e-05 | 2.4824e-05 | 40284 | 42 | 0 | 0 | 0 | 1e-20 | 42 | 99999
43 | 0.71667 | 0.12901 | 8.7962e-05 | 8.7962e-05 | 0 | 0 | 0 | 0 | 8.7962e-05 | 1.466e-06 | 2.5542e-05 | 2.5542e-05 | 2.5542e-05 | 39151 | 43 | 0 | 0 | 0 | 1e-20 | 43 | 99999
44 | 0.73333 | 0.12901 | 8.8014e-05 | 8.8014e-05 | 0 | 0 | 0 | 0 | 8.8014e-05 | 1.4669e-06 | 2.6261e-05 | 2.6261e-05 | 2.6261e-05 | 38079 | 44 | 0 | 0 | 0 | 1e-20 | 44 | 99999
45 | 0.75 | 0.12901 | 8.806e-05 | 8.806e-05 | 0 | 0 | 0 | 0 | 8.806e-05 | 1.4677e-06 | 2.698e-05 | 2.698e-05 | 2.698e-05 | 37064 | 45 | 0 | 0 | 0 | 1e-20 | 45 | 99999
46 | 0.76667 | 0.12901 | 8.81e-05 | 8.81e-05 | 0 | 0 | 0 | 0 | 8.81e-05 | 1.4683e-06 | 2.77e-05 | 2.7699e-05 | 2.7699e-05 | 36101 | 46 | 0 | 0 | 0 | 1e-20 | 46 | 99999
47 | 0.78333 | 0.12901 | 8.8136e-05 | 8.8136e-05 | 0 | 0 | 0 | 0 | 8.8136e-05 | 1.4689e-06 | 2.842e-05 | 2.8419e-05 | 2.8419e-05 | 35187 | 47 | 0 | 0 | 0 | 1e-20 | 47 | 99999
48 | 0.8 | 0.12901 | 8.8168e-05 | 8.8168e-05 | 0 | 0 | 0 | 0 | 8.8168e-05 | 1.4695e-06 | 2.914e-05 | 2.9139e-05 | 2.9139e-05 | 34318 | 48 | 0 | 0 | 0 | 1e-20 | 48 | 99999
49 | 0.81667 | 0.12901 | 8.8196e-05 | 8.8196e-05 | 0 | 0 | 0 | 0 | 8.8196e-05 | 1.4699e-06 | 2.986e-05 | 2.9859e-05 | 2.9859e-05 | 33490 | 49 | 0 | 0 | 0 | 1e-20 | 49 | 99999
50 | 0.83333 | 0.12901 | 8.8221e-05 | 8.8221e-05 | 0 | 0 | 0 | 0 | 8.8221e-05 | 1.4703e-06 | 3.058e-05 | 3.058e-05 | 3.058e-05 | 32701 | 50 | 0 | 0 | 0 | 1e-20 | 50 | 99999
51 | 0.85 | 0.12901 | 8.8243e-05 | 8.8243e-05 | 0 | 0 | 0 | 0 | 8.8243e-05 | 1.4707e-06 | 3.1301e-05 | 3.13e-05 | 3.13e-05 | 31948 | 51 | 0 | 0 | 0 | 1e-20 | 51 | 99999
52 | 0.86667 | 0.12901 | 8.8262e-05 | 8.8262e-05 | 0 | 0 | 0 | 0 | 8.8262e-05 | 1.471e-06 | 3.2022e-05 | 3.2021e-05 | 3.2021e-05 | 31229 | 52 | 0 | 0 | 0 | 1e-20 | 52 | 99999
53 | 0.88333 | 0.12901 | 8.828e-05 | 8.828e-05 | 0 | 0 | 0 | 0 | 8.828e-05 | 1.4713e-06 | 3.2743e-05 | 3.2742e-05 | 3.2742e-05 | 30541 | 53 | 0 | 0 | 0 | 1e-20 | 53 | 99999
54 | 0.9 | 0.12901 | 8.8295e-05 | 8.8295e-05 | 0 | 0 | 0 | 0 | 8.8295e-05 | 1.4716e-06 | 3.3464e-05 | 3.3463e-05 | 3.3463e-05 | 29883 | 54 | 0 | 0 | 0 | 1e-20 | 54 | 99999
55 | 0.91667 | 0.12901 | 8.8308e-05 | 8.8308e-05 | 0 | 0 | 0 | 0 | 8.8308e-05 | 1.4718e-06 | 3.4185e-05 | 3.4184e-05 | 3.4184e-05 | 29253 | 55 | 0 | 0 | 0 | 1e-20 | 55 | 99999
56 | 0.93333 | 0.12901 | 8.832e-05 | 8.832e-05 | 0 | 0 | 0 | 0 | 8.832e-05 | 1.472e-06 | 3.4906e-05 | 3.4906e-05 | 3.4906e-05 | 28648 | 56 | 0 | 0 | 0 | 1e-20 | 56 | 99999
57 | 0.95 | 0.12901 | 8.8331e-05 | 8.8331e-05 | 0 | 0 | 0 | 0 | 8.8331e-05 | 1.4722e-06 | 3.5628e-05 | 3.5627e-05 | 3.5627e-05 | 28068 | 57 | 0 | 0 | 0 | 1e-20 | 57 | 99999
58 | 0.96667 | 0.12901 | 8.834e-05 | 8.834e-05 | 0 | 0 | 0 | 0 | 8.834e-05 | 1.4723e-06 | 3.6349e-05 | 3.6348e-05 | 3.6348e-05 | 27511 | 58 | 0 | 0 | 0 | 1e-20 | 58 | 99999
59 | 0.98333 | 0.12901 | 8.8348e-05 | 8.8348e-05 | 0 | 0 | 0 | 0 | 8.8348e-05 | 1.4725e-06 | 3.7071e-05 | 3.707e-05 | 3.707e-05 | 26976 | 59 | 0 | 0 | 0 | 1e-20 | 59 | 99999
60 | 1 | 0.12901 | 8.8355e-05 | 8.8355e-05 | 0 | 0 | 0 | 0 | 8.8355e-05 | 1.4726e-06 | 3.7792e-05 | 3.7791e-05 | 3.7791e-05 | 26461 | 60 | 0 | 0 | 0 | 1e-20 | 60 | 99999
61 | 1.0167 | 0.12901 | 8.8362e-05 | 8.8362e-05 | 0 | 0 | 0 | 0 | 8.8362e-05 | 1.4727e-06 | 3.8514e-05 | 3.8513e-05 | 3.8513e-05 | 25965 | 61 | 0 | 0 | 0 | 1e-20 | 61 | 99999
62 | 1.0333 | 0.12901 | 8.8368e-05 | 8.8368e-05 | 0 | 0 | 0 | 0 | 8.8368e-05 | 1.4728e-06 | 3.9235e-05 | 3.9235e-05 | 3.9235e-05 | 25487 | 62 | 0 | 0 | 0 | 1e-20 | 62 | 99999
63 | 1.05 | 0.12901 | 8.8373e-05 | 8.8373e-05 | 0 | 0 | 0 | 0 | 8.8373e-05 | 1.4729e-06 | 3.9957e-05 | 3.9956e-05 | 3.9956e-05 | 25027 | 63 | 0 | 0 | 0 | 1e-20 | 63 | 99999
64 | 1.0667 | 0.12901 | 8.8377e-05 | 8.8377e-05 | 0 | 0 | 0 | 0 | 8.8377e-05 | 1.473e-06 | 4.0679e-05 | 4.0678e-05 | 4.0678e-05 | 24583 | 64 | 0 | 0 | 0 | 1e-20 | 64 | 99999
65 | 1.0833 | 0.12901 | 8.8381e-05 | 8.8381e-05 | 0 | 0 | 0 | 0 | 8.8381e-05 | 1.473e-06 | 4.1401e-05 | 4.14e-05 | 4.14e-05 | 24154 | 65 | 0 | 0 | 0 | 1e-20 | 65 | 99999
66 | 1.1 | 0.12901 | 8.8384e-05 | 8.8384e-05 | 0 | 0 | 0 | 0 | 8.8384e-05 | 1.4731e-06 | 4.2122e-05 | 4.2122e-05 | 4.2122e-05 | 23740 | 66 | 0 | 0 | 0 | 1e-20 | 66 | 99999
67 | 1.1167 | 0.12901 | 8.8388e-05 | 8.8388e-05 | 0 | 0 | 0 | 0 | 8.8388e-05 | 1.4731e-06 | 4.2844e-05 | 4.2843e-05 | 4.2843e-05 | 23340 | 67 | 0 | 0 | 0 | 1e-20 | 67 | 99999
68 | 1.1333 | 0.12901 | 8.839e-05 | 8.839e-05 | 0 | 0 | 0 | 0 | 8.839e-05 | 1.4732e-06 | 4.3566e-05 | 4.3565e-05 | 4.3565e-05 | 22954 | 68 | 0 | 0 | 0 | 1e-20 | 68 | 99999
69 | 1.15 | 0.12901 | 8.8393e-05 | 8.8393e-05 | 0 | 0 | 0 | 0 | 8.8393e-05 | 1.4732e-06 | 4.4288e-05 | 4.4287e-05 | 4.4287e-05 | 22579 | 69 | 0 | 0 | 0 | 1e-20 | 69 | 99999
70 | 1.1667 | 0.12901 | 8.8395e-05 | 8.8395e-05 | 0 | 0 | 0 | 0 | 8.8395e-05 | 1.4732e-06 | 4.501e-05 | 4.5009e-05 | 4.5009e-05 | 22217 | 70 | 0 | 0 | 0 | 1e-20 | 70 | 99999
71 | 1.1833 | 0.12901 | 8.8397e-05 | 8.8397e-05 | 0 | 0 | 0 | 0 | 8.8397e-05 | 1.4733e-06 | 4.5732e-05 | 4.5731e-05 | 4.5731e-05 | 21867 | 71 | 0 | 0 | 0 | 1e-20 | 71 | 99999
72 | 1.2 | 0.12901 | 8.8398e-05 | 8.8398e-05 | 0 | 0 | 0 | 0 | 8.8398e-05 | 1.4733e-06 | 4.6454e-05 | 4.6453e-05 | 4.6453e-05 | 21527 | 72 | 0 | 0 | 0 | 1e-20 | 72 | 99999
73 | 1.2167 | 0.12901 | 8.84e-05 | 8.84e-05 | 0 | 0 | 0 | 0 | 8.84e-05 | 1.4733e-06 | 4.7176e-05 | 4.7175e-05 | 4.7175e-05 | 21197 | 73 | 0 | 0 | 0 | 1e-20 | 73 | 99999
74 | 1.2333 | 0.12901 | 8.8401e-05 | 8.8401e-05 | 0 | 0 | 0 | 0 | 8.8401e-05 | 1.4734e-06 | 4.7898e-05 | 4.7896e-05 | 4.7896e-05 | 20878 | 74 | 0 | 0 | 0 | 1e-20 | 74 | 99999
75 | 1.25 | 0.12901 | 8.8402e-05 | 8.8402e-05 | 0 | 0 | 0 | 0 | 8.8402e-05 | 1.4734e-06 | 4.862e-05 | 4.8618e-05 | 4.8618e-05 | 20568 | 75 | 0 | 0 | 0 | 1e-20 | 75 | 99999
76 | 1.2667 | 0.12901 | 8.8403e-05 | 8.8403e-05 | 0 | 0 | 0 | 0 | 8.8403e-05 | 1.4734e-06 | 4.9342e-05 | 4.934e-05 | 4.934e-05 | 20267 | 76 | 0 | 0 | 0 | 1e-20 | 76 | 99999
77 | 1.2833 | 0.12901 | 8.8404e-05 | 8.8404e-05 | 0 | 0 | 0 | 0 | 8.8404e-05 | 1.4734e-06 | 5.0063e-05 | 5.0062e-05 | 5.0062e-05 | 19975 | 77 | 0 | 0 | 0 | 1e-20 | 77 | 99999
78 | 1.3 | 0.12901 | 8.8405e-05 | 8.8405e-05 | 0 | 0 | 0 | 0 | 8.8405e-05 | 1.4734e-06 | 5.0785e-05 | 5.0784e-05 | 5.0784e-05 | 19691 | 78 | 0 | 0 | 0 | 1e-20 | 78 | 99999
79 | 1.3167 | 0.12901 | 8.8406e-05 | 8.8406e-05 | 0 | 0 | 0 | 0 | 8.8406e-05 | 1.4734e-06 | 5.1507e-05 | 5.1506e-05 | 5.1506e-05 | 19415 | 79 | 0 | 0 | 0 | 1e-20 | 79 | 99999
80 | 1.3333 | 0.12901 | 8.8406e-05 | 8.8406e-05 | 0 | 0 | 0 | 0 | 8.8406e-05 | 1.4734e-06 | 5.2229e-05 | 5.2228e-05 | 5.2228e-05 | 19146 | 80 | 0 | 0 | 0 | 1e-20 | 80 | 99999
81 | 1.35 | 0.12901 | 8.8407e-05 | 8.8407e-05 | 0 | 0 | 0 | 0 | 8.8407e-05 | 1.4734e-06 | 5.2951e-05 | 5.295e-05 | 5.295e-05 | 18885 | 81 | 0 | 0 | 0 | 1e-20 | 81 | 99999
82 | 1.3667 | 0.12901 | 8.8407e-05 | 8.8407e-05 | 0 | 0 | 0 | 0 | 8.8407e-05 | 1.4735e-06 | 5.3673e-05 | 5.3672e-05 | 5.3672e-05 | 18631 | 82 | 0 | 0 | 0 | 1e-20 | 82 | 99999
83 | 1.3833 | 0.12901 | 8.8408e-05 | 8.8408e-05 | 0 | 0 | 0 | 0 | 8.8408e-05 | 1.4735e-06 | 5.4395e-05 | 5.4394e-05 | 5.4394e-05 | 18384 | 83 | 0 | 0 | 0 | 1e-20 | 83 | 99999
84 | 1.4 | 0.12901 | 8.8408e-05 | 8.8408e-05 | 0 | 0 | 0 | 0 | 8.8408e-05 | 1.4735e-06 | 5.5117e-05 | 5.5116e-05 | 5.5116e-05 | 18143 | 84 | 0 | 0 | 0 | 1e-20 | 84 | 99999
85 | 1.4167 | 0.12901 | 8.8409e-05 | 8.8409e-05 | 0 | 0 | 0 | 0 | 8.8409e-05 | 1.4735e-06 | 5.5839e-05 | 5.5838e-05 | 5.5838e-05 | 17909 | 85 | 0 | 0 | 0 | 1e-20 | 85 | 99999
86 | 1.4333 | 0.12901 | 8.8409e-05 | 8.8409e-05 | 0 | 0 | 0 | 0 | 8.8409e-05 | 1.4735e-06 | 5.6561e-05 | 5.656e-05 | 5.656e-05 | 17680 | 86 | 0 | 0 | 0 | 1e-20 | 86 | 99999
87 | 1.45 | 0.12901 | 8.8409e-05 | 8.8409e-05 | 0 | 0 | 0 | 0 | 8.8409e-05 | 1.4735e-06 | 5.7283e-05 | 5.7282e-05 | 5.7282e-05 | 17457 | 87 | 0 | 0 | 0 | 1e-20 | 87 | 99999
88 | 1.4667 | 0.12901 | 8.8409e-05 | 8.8409e-05 | 0 | 0 | 0 | 0 | 8.8409e-05 | 1.4735e-06 | 5.8005e-05 | 5.8004e-05 | 5.8004e-05 | 17240 | 88 | 0 | 0 | 0 | 1e-20 | 88 | 99999
89 | 1.4833 | 0.12901 | 8.841e-05 | 8.841e-05 | 0 | 0 | 0 | 0 | 8.841e-05 | 1.4735e-06 | 5.8727e-05 | 5.8726e-05 | 5.8726e-05 | 17028 | 89 | 0 | 0 | 0 | 1e-20 | 89 | 99999
90 | 1.5 | 0.12901 | 8.841e-05 | 8.841e-05 | 0 | 0 | 0 | 0 | 8.841e-05 | 1.4735e-06 | 5.9449e-05 | 5.9448e-05 | 5.9448e-05 | 16821 | 90 | 0 | 0 | 0 | 1e-20 | 90 | 99999
91 | 1.5167 | 0.12901 | 8.841e-05 | 8.841e-05 | 0 | 0 | 0 | 0 | 8.841e-05 | 1.4735e-06 | 6.0171e-05 | 6.017e-05 | 6.017e-05 | 16619 | 91 | 0 | 0 | 0 | 1e-20 | 91 | 99999
92 | 1.5333 | 0.12901 | 8.841e-05 | 8.841e-05 | 0 | 0 | 0 | 0 | 8.841e-05 | 1.4735e-06 | 6.0893e-05 | 6.0892e-05 | 6.0892e-05 | 16422 | 92 | 0 | 0 | 0 | 1e-20 | 92 | 99999
93 | 1.55 | 0.12901 | 8.841e-05 | 8.841e-05 | 0 | 0 | 0 | 0 | 8.841e-05 | 1.4735e-06 | 6.1615e-05 | 6.1614e-05 | 6.1614e-05 | 16230 | 93 | 0 | 0 | 0 | 1e-20 | 93 | 99999
94 | 1.5667 | 0.12901 | 8.841e-05 | 8.841e-05 | 0 | 0 | 0 | 0 | 8.841e-05 | 1.4735e-06 | 6.2338e-05 | 6.2336e-05 | 6.2336e-05 | 16042 | 94 | 0 | 0 | 0 | 1e-20 | 94 | 99999
95 | 1.5833 | 0.12901 | 8.841e-05 | 8.841e-05 | 0 | 0 | 0 | 0 | 8.841e-05 | 1.4735e-06 | 6.306e-05 | 6.3058e-05 | 6.3058e-05 | 15858 | 95 | 0 | 0 | 0 | 1e-20 | 95 | 99999
96 | 1.6 | 0.12901 | 8.841e-05 | 8.841e-05 | 0 | 0 | 0 | 0 | 8.841e-05 | 1.4735e-06 | 6.3782e-05 | 6.378e-05 | 6.378e-05 | 15679 | 96 | 0 | 0 | 0 | 1e-20 | 96 | 99999
97 | 1.6167 | 0.12901 | 8.8411e-05 | 8.8411e-05 | 0 | 0 | 0 | 0 | 8.8411e-05 | 1.4735e-06 | 6.4504e-05 | 6.4501e-05 | 6.4501e-05 | 15503 | 97 | 0 | 0 | 0 | 1e-20 | 97 | 99999
98 | 1.6333 | 0.12901 | 8.8411e-05 | 8.8411e-05 | 0 | 0 | 0 | 0 | 8.8411e-05 | 1.4735e-06 | 6.5226e-05 | 6.5223e-05 | 6.5223e-05 | 15331 | 98 | 0 | 0 | 0 | 1e-20 | 98 | 99999
99 | 1.65 | 0.12901 | 8.8411e-05 | 8.8411e-05 | 0 | 0 | 0 | 0 | 8.8411e-05 | 1.4735e-06 | 6.5948e-05 | 6.5945e-05 | 6.5945e-05 | 15164 | 99 | 0 | 0 | 0 | 1e-20 | 99 | 99999
100 | 1.6667 | 0.12901 | 8.8411e-05 | 8.8411e-05 | 0 | 0 | 0 | 0 | 8.8411e-05 | 1.4735e-06 | 6.667e-05 | 6.6667e-05 | 6.6667e-05 | 14999 | 100 | 0 | 0 | 0 | 1e-20 | 100 | 99999
101 | 1.6833 | 0.12901 | 8.8411e-05 | 8.8411e-05 | 0 | 0 | 0 | 0 | 8.8411e-05 | 1.4735e-06 | 6.7392e-05 | 6.7389e-05 | 6.7389e-05 | 14839 | 101 | 0 | 0 | 0 | 1e-20 | 101 | 99999
102 | 1.7 | 0.12901 | 8.8411e-05 | 8.8411e-05 | 0 | 0 | 0 | 0 | 8.8411e-05 | 1.4735e-06 | 6.8114e-05 | 6.8111e-05 | 6.8111e-05 | 14681 | 102 | 0 | 0 | 0 | 1e-20 | 102 | 99999
103 | 1.7167 | 0.12901 | 8.8411e-05 | 8.8411e-05 | 0 | 0 | 0 | 0 | 8.8411e-05 | 1.4735e-06 | 6.8836e-05 | 6.8833e-05 | 6.8833e-05 | 14527 | 103 | 0 | 0 | 0 | 1e-20 | 103 | 99999
104 | 1.7333 | 0.12901 | 8.8411e-05 | 8.8411e-05 | 0 | 0 | 0 | 0 | 8.8411e-05 | 1.4735e-06 | 6.9558e-05 | 6.9555e-05 | 6.9555e-05 | 14377 | 104 | 0 | 0 | 0 | 1e-20 | 104 | 99999
105 | 1.75 | 0.12901 | 8.8411e-05 | 8.8411e-05 | 0 | 0 | 0 | 0 | 8.8411e-05 | 1.4735e-06 | 7.028e-05 | 7.0277e-05 | 7.0277e-05 | 14229 | 105 | 0 | 0 | 0 | 1e-20 | 105 | 99999
106 | 1.7667 | 0.12901 | 8.8411e-05 | 8.8411e-05 | 0 | 0 | 0 | 0 | 8.8411e-05 | 1.4735e-06 | 7.1002e-05 | 7.0999e-05 | 7.0999e-05 | 14084 | 106 | 0 | 0 | 0 | 1e-20 | 106 | 99999
107 | 1.7833 | 0.12901 | 8.8411e-05 | 8.8411e-05 | 0 | 0 | 0 | 0 | 8.8411e-05 | 1.4735e-06 | 7.1724e-05 | 7.1721e-05 | 7.1721e-05 | 13942 | 107 | 0 | 0 | 0 | 1e-20 | 107 | 99999
108 | 1.8 | 0.12901 | 8.8411e-05 | 8.8411e-05 | 0 | 0 | 0 | 0 | 8.8411e-05 | 1.4735e-06 | 7.2446e-05 | 7.2443e-05 | 7.2443e-05 | 13803 | 108 | 0 | 0 | 0 | 1e-20 | 108 | 99999
109 | 1.8167 | 0.12901 | 8.8411e-05 | 8.8411e-05 | 0 | 0 | 0 | 0 | 8.8411e-05 | 1.4735e-06 | 7.3168e-05 | 7.3165e-05 | 7.3165e-05 | 13667 | 109 | 0 | 0 | 0 | 1e-20 | 109 | 99999
110 | 1.8333 | 0.12901 | 8.8411e-05 | 8.8411e-05 | 0 | 0 | 0 | 0 | 8.8411e-05 | 1.4735e-06 | 7.389e-05 | 7.3887e-05 | 7.3887e-05 | 13534 | 110 | 0 | 0 | 0 | 1e-20 | 110 | 99999
111 | 1.85 | 0.12901 | 8.8411e-05 | 8.8411e-05 | 0 | 0 | 0 | 0 | 8.8411e-05 | 1.4735e-06 | 7.4612e-05 | 7.4609e-05 | 7.4609e-05 | 13403 | 111 | 0 | 0 | 0 | 1e-20 | 111 | 99999
112 | 1.8667 | 0.12901 | 8.8411e-05 | 8.8411e-05 | 0 | 0 | 0 | 0 | 8.8411e-05 | 1.4735e-06 | 7.5334e-05 | 7.5331e-05 | 7.5331e-05 | 13274 | 112 | 0 | 0 | 0 | 1e-20 | 112 | 99999
113 | 1.8833 | 0.12901 | 8.8411e-05 | 8.8411e-05 | 0 | 0 | 0 | 0 | 8.8411e-05 | 1.4735e-06 | 7.6056e-05 | 7.6053e-05 | 7.6053e-05 | 13148 | 113 | 0 | 0 | 0 | 1e-20 | 113 | 99999
114 | 1.9 | 0.12901 | 8.8411e-05 | 8.8411e-05 | 0 | 0 | 0 | 0 | 8.8411e-05 | 1.4735e-06 | 7.6778e-05 | 7.6775e-05 | 7.6775e-05 | 13025 | 114 | 0 | 0 | 0 | 1e-20 | 114 | 99999
115 | 1.9167 | 0.12901 | 8.8411e-05 | 8.8411e-05 | 0 | 0 | 0 | 0 | 8.8411e-05 | 1.4735e-06 | 7.75e-05 | 7.7497e-05 | 7.7497e-05 | 12903 | 115 | 0 | 0 | 0 | 1e-20 | 115 | 99999
116 | 1.9333 | 0.12901 | 8.8411e-05 | 8.8411e-05 | 0 | 0 | 0 | 0 | 8.8411e-05 | 1.4735e-06 | 7.8222e-05 | 7.8219e-05 | 7.8219e-05 | 12784 | 116 | 0 | 0 | 0 | 1e-20 | 116 | 99999
117 | 1.95 | 0.12901 | 8.8411e-05 | 8.8411e-05 | 0 | 0 | 0 | 0 | 8.8411e-05 | 1.4735e-06 | 7.8944e-05 | 7.8941e-05 | 7.8941e-05 | 12667 | 117 | 0 | 0 | 0 | 1e-20 | 117 | 99999
118 | 1.9667 | 0.12901 | 8.8411e-05 | 8.8411e-05 | 0 | 0 | 0 | 0 | 8.8411e-05 | 1.4735e-06 | 7.9666e-05 | 7.9663e-05 | 7.9663e-05 | 12552 | 118 | 0 | 0 | 0 | 1e-20 | 118 | 99999
119 | 1.9833 | 0.12901 | 8.8411e-05 | 8.8411e-05 | 0 | 0 | 0 | 0 | 8.8411e-05 | 1.4735e-06 | 8.0388e-05 | 8.0385e-05 | 8.0385e-05 | 12440 | 119 | 0 | 0 | 0 | 1e-20 | 119 | 99999
120 | 2 | 0.12901 | 8.8411e-05 | 8.8411e-05 | 0.12901 | 0 | 0 | 0 | 8.8411e-05 | 1.4735e-06 | 8.111e-05 | 8.1107e-05 | 8.1107e-05 | 12329 | 120 | 0 | 0 | 0 | 1e-20 | 120 | 99999
121 | 2.0167 | 0 | 8.8411e-05 | 7.8192e-05 | 0.12901 | 1.0219e-05 | 1.0219e-05 | 0 | 8.8411e-05 | 1.4735e-06 | 8.1832e-05 | 8.1829e-05 | 8.1829e-05 | 12220 | 121 | 0 | 0 | 0 | 1e-20 | 121 | 99999
122 | 2.0333 | 0 | 8.8411e-05 | 6.9154e-05 | 0.12901 | 1.9257e-05 | 1.9257e-05 | 0 | 8.8411e-05 | 1.4735e-06 | 8.2554e-05 | 8.2551e-05 | 8.2551e-05 | 12113 | 122 | 0 | 0 | 0 | 1e-20 | 122 | 99999
123 | 2.05 | 0 | 8.8411e-05 | 6.116e-05 | 0.12901 | 2.7251e-05 | 2.7251e-05 | 0 | 8.8411e-05 | 1.4735e-06 | 8.3276e-05 | 8.3273e-05 | 8.3273e-05 | 12008 | 123 | 0 | 0 | 0 | 1e-20 | 123 | 99999
124 | 2.0667 | 0 | 8.8411e-05 | 5.4091e-05 | 0.12901 | 3.432e-05 | 3.432e-05 | 0 | 8.8411e-05 | 1.4735e-06 | 8.3998e-05 | 8.3995e-05 | 8.3995e-05 | 11905 | 124 | 0 | 0 | 0 | 1e-20 | 124 | 99999
125 | 2.0833 | 0 | 8.8411e-05 | 4.7838e-05 | 0.12901 | 4.0573e-05 | 4.0573e-05 | 0 | 8.8411e-05 | 1.4735e-06 | 8.472e-05 | 8.4717e-05 | 8.4717e-05 | 11804 | 125 | 0 | 0 | 0 | 1e-20 | 125 | 99999
126 | 2.1 | 0 | 8.8411e-05 | 4.2309e-05 | 0.12901 | 4.6102e-05 | 4.6102e-05 | 0 | 8.8411e-05 | 1.4735e-06 | 8.5442e-05 | 8.5439e-05 | 8.5439e-05 | 11704 | 126 | 0 | 0 | 0 | 1e-20 | 126 | 99999
127 | 2.1167 | 0 | 8.8411e-05 | 3.7418e-05 | 0.12901 | 5.0993e-05 | 5.0993e-05 | 0 | 8.8411e-05 | 1.4735e-06 | 8.6164e-05 | 8.6161e-05 | 8.6161e-05 | 11606 | 127 | 0 | 0 | 0 | 1e-20 | 127 | 99999
128 | 2.1333 | 0 | 8.8411e-05 | 3.3093e-05 | 0.12901 | 5.5318e-05 | 5.5318e-05 | 0 | 8.8411e-05 | 1.4735e-06 | 8.6886e-05 | 8.6882e-05 | 8.6882e-05 | 11509 | 128 | 0 | 0 | 0 | 1e-20 | 128 | 99999
129 | 2.15 | 0 | 8.8411e-05 | 2.9268e-05 | 0.12901 | 5.9143e-05 | 5.9143e-05 | 0 | 8.8411e-05 | 1.4735e-06 | 8.7608e-05 | 8.7604e-05 | 8.7604e-05 | 11414 | 129 | 0 | 0 | 0 | 1e-20 | 129 | 99999
130 | 2.1667 | 0 | 8.8411e-05 | 2.5885e-05 | 0.12901 | 6.2526e-05 | 6.2526e-05 | 0 | 8.8411e-05 | 1.4735e-06 | 8.833e-05 | 8.8326e-05 | 8.8326e-05 | 11321 | 130 | 0 | 0 | 0 | 1e-20 | 130 | 99999
131 | 2.1833 | 0 | 8.8411e-05 | 2.2893e-05 | 0.12901 | 6.5518e-05 | 6.5518e-05 | 0 | 8.8411e-05 | 1.4735e-06 | 8.9052e-05 | 8.9048e-05 | 8.9048e-05 | 11229 | 131 | 0 | 0 | 0 | 1e-20 | 131 | 99999
132 | 2.2 | 0 | 8.8411e-05 | 2.0247e-05 | 0.12901 | 6.8164e-05 | 6.8164e-05 | 0 | 8.8411e-05 | 1.4735e-06 | 8.9774e-05 | 8.977e-05 | 8.977e-05 | 11139 | 132 | 0 | 0 | 0 | 1e-20 | 132 | 99999
133 | 2.2167 | 0 | 8.8411e-05 | 1.7906e-05 | 0.12901 | 7.0505e-05 | 7.0505e-05 | 0 | 8.8411e-05 | 1.4735e-06 | 9.0496e-05 | 9.0492e-05 | 9.0492e-05 | 11050 | 133 | 0 | 0 | 0 | 1e-20 | 133 | 99999
134 | 2.2333 | 0 | 8.8411e-05 | 1.5837e-05 | 0.12901 | 7.2574e-05 | 7.2574e-05 | 0 | 8.8411e-05 | 1.4735e-06 | 9.1218e-05 | 9.1214e-05 | 9.1214e-05 | 10963 | 134 | 0 | 0 | 0 | 1e-20 | 134 | 99999
135 | 2.25 | 0 | 8.8411e-05 | 1.4006e-05 | 0.12901 | 7.4405e-05 | 7.4405e-05 | 0 | 8.8411e-05 | 1.4735e-06 | 9.194e-05 | 9.1936e-05 | 9.1936e-05 | 10877 | 135 | 0 | 0 | 0 | 1e-20 | 135 | 99999
136 | 2.2667 | 0 | 8.8411e-05 | 1.2387e-05 | 0.12901 | 7.6024e-05 | 7.6024e-05 | 0 | 8.8411e-05 | 1.4735e-06 | 9.2662e-05 | 9.2658e-05 | 9.2658e-05 | 10792 | 136 | 0 | 0 | 0 | 1e-20 | 136 | 99999
137 | 2.2833 | 0 | 8.8411e-05 | 1.0955e-05 | 0.12901 | 7.7456e-05 | 7.7456e-05 | 0 | 8.8411e-05 | 1.4735e-06 | 9.3384e-05 | 9.338e-05 | 9.338e-05 | 10708 | 137 | 0 | 0 | 0 | 1e-20 | 137 | 99999
138 | 2.3 | 0 | 8.8411e-05 | 9.6891e-06 | 0.12901 | 7.8722e-05 | 7.8722e-05 | 0 | 8.8411e-05 | 1.4735e-06 | 9.4107e-05 | 9.4102e-05 | 9.4102e-05 | 10626 | 138 | 0 | 0 | 0 | 1e-20 | 138 | 99999
139 | 2.3167 | 0 | 8.8411e-05 | 8.5691e-06 | 0.12901 | 7.9842e-05 | 7.9842e-05 | 0 | 8.8411e-05 | 1.4735e-06 | 9.4829e-05 | 9.4824e-05 | 9.4824e-05 | 10545 | 139 | 0 | 0 | 0 | 1e-20 | 139 | 99999
140 | 2.3333 | 0 | 8.8411e-05 | 7.5786e-06 | 0.12901 | 8.0832e-05 | 8.0832e-05 | 0 | 8.8411e-05 | 1.4735e-06 | 9.5551e-05 | 9.5546e-05 | 9.5546e-05 | 10466 | 140 | 0 | 0 | 0 | 1e-20 | 140 | 99999
141 | 2.35 | 0 | 8.8411e-05 | 6.7026e-06 | 0.12901 | 8.1708e-05 | 8.1708e-05 | 0 | 8.8411e-05 | 1.4735e-06 | 9.6273e-05 | 9.6268e-05 | 9.6268e-05 | 10387 | 141 | 0 | 0 | 0 | 1e-20 | 141 | 99999
142 | 2.3667 | 0 | 8.8411e-05 | 5.9279e-06 | 0.12901 | 8.2483e-05 | 8.2483e-05 | 0 | 8.8411e-05 | 1.4735e-06 | 9.6995e-05 | 9.699e-05 | 9.699e-05 | 10310 | 142 | 0 | 0 | 0 | 1e-20 | 142 | 99999
143 | 2.3833 | 0 | 8.8411e-05 | 5.2427e-06 | 0.12901 | 8.3168e-05 | 8.3168e-05 | 0 | 8.8411e-05 | 1.4735e-06 | 9.7717e-05 | 9.7712e-05 | 9.7712e-05 | 10234 | 143 | 0 | 0 | 0 | 1e-20 | 143 | 99999
144 | 2.4 | 0 | 8.8411e-05 | 4.6367e-06 | 0.12901 | 8.3774e-05 | 8.3774e-05 | 0 | 8.8411e-05 | 1.4735e-06 | 9.8439e-05 | 9.8434e-05 | 9.8434e-05 | 10159 | 144 | 0 | 0 | 0 | 1e-20 | 144 | 99999
145 | 2.4167 | 0 | 8.8411e-05 | 4.1007e-06 | 0.12901 | 8.431e-05 | 8.431e-05 | 0 | 8.8411e-05 | 1.4735e-06 | 9.9161e-05 | 9.9156e-05 | 9.9156e-05 | 10085 | 145 | 0 | 0 | 0 | 1e-20 | 145 | 99999
146 | 2.4333 | 0 | 8.8411e-05 | 3.6267e-06 | 0.12901 | 8.4784e-05 | 8.4784e-05 | 0 | 8.8411e-05 | 1.4735e-06 | 9.9883e-05 | 9.9878e-05 | 9.9878e-05 | 10012 | 146 | 0 | 0 | 0 | 1e-20 | 146 | 99999
147 | 2.45 | 0 | 8.8411e-05 | 3.2075e-06 | 0.12901 | 8.5204e-05 | 8.5204e-05 | 0 | 8.8411e-05 | 1.4735e-06 | 0.0001006 | 0.0001006 | 0.0001006 | 9940 | 147 | 0 | 0 | 0 | 1e-20 | 147 | 99999
148 | 2.4667 | 0 | 8.8411e-05 | 2.8368e-06 | 0.12901 | 8.5574e-05 | 8.5574e-05 | 0 | 8.8411e-05 | 1.4735e-06 | 0.00010133 | 0.00010132 | 0.00010132 | 9869 | 148 | 0 | 0 | 0 | 1e-20 | 148 | 99999
149 | 2.4833 | 0 | 8.8411e-05 | 2.5089e-06 | 0.12901 | 8.5902e-05 | 8.5902e-05 | 0 | 8.8411e-05 | 1.4735e-06 | 0.00010205 | 0.00010204 | 0.00010204 | 9799 | 149 | 0 | 0 | 0 | 1e-20 | 149 | 99999
150 | 2.5 | 0 | 8.8411e-05 | 2.2189e-06 | 0.12901 | 8.6192e-05 | 8.6192e-05 | 0 | 8.8411e-05 | 1.4735e-06 | 0.00010277 | 0.00010277 | 0.00010277 | 9730 | 150 | 1.4735e-06 | 7.2202e-07 | 7.2202e-07 | 7.2202e-07 | 150 | 1384996
151 | 2.5167 | 0 | 8.8411e-05 | 1.9624e-06 | 0.12901 | 8.6449e-05 | 8.6449e-05 | 0 | 8.8411e-05 | 1.4735e-06 | 0.00010349 | 0.00010349 | 0.00010349 | 9663 | 151 | 1.4735e-06 | 1.444e-06 | 1.444e-06 | 1.444e-06 | 151 | 692498
152 | 2.5333 | 0 | 8.8411e-05 | 1.7356e-06 | 0.12901 | 8.6676e-05 | 8.6676e-05 | 0 | 8.8411e-05 | 1.4735e-06 | 0.00010421 | 0.00010421 | 0.00010421 | 9596 | 152 | 1.4735e-06 | 2.1661e-06 | 2.1661e-06 | 2.1661e-06 | 152 | 461665
153 | 2.55 | 0 | 8.8411e-05 | 1.5349e-06 | 0.12901 | 8.6876e-05 | 8.6876e-05 | 0 | 8.8411e-05 | 1.4735e-06 | 0.00010494 | 0.00010493 | 0.00010493 | 9530 | 153 | 1.4735e-06 | 2.8881e-06 | 2.8881e-06 | 2.8881e-06 | 153 | 346249
154 | 2.5667 | 0 | 8.8411e-05 | 1.3575e-06 | 0.12901 | 8.7054e-05 | 8.7054e-05 | 0 | 8.8411e-05 | 1.4735e-06 | 0.00010566 | 0.00010565 | 0.00010565 | 9464 | 154 | 1.4735e-06 | 3.6101e-06 | 3.6101e-06 | 3.6101e-06 | 154 | 276999
155 | 2.5833 | 0 | 8.8411e-05 | 1.2006e-06 | 0.12901 | 8.721e-05 | 8.721e-05 | 0 | 8.8411e-05 | 1.4735e-06 | 0.00010638 | 0.00010638 | 0.00010638 | 9400 | 155 | 1.4735e-06 | 4.3321e-06 | 4.3321e-06 | 4.3321e-06 | 155 | 230833
156 | 2.6 | 0 | 8.8411e-05 | 1.0618e-06 | 0.12901 | 8.7349e-05 | 8.7349e-05 | 0 | 8.8411e-05 | 1.4735e-06 | 0.0001071 | 0.0001071 | 0.0001071 | 9337 | 156 | 1.4735e-06 | 5.0542e-06 | 5.0542e-06 | 5.0542e-06 | 156 | 197857
157 | 2.6167 | 0 | 8.8411e-05 | 9.391e-07 | 0.12901 | 8.7472e-05 | 8.7472e-05 | 0 | 8.8411e-05 | 1.4735e-06 | 0.00010782 | 0.00010782 | 0.00010782 | 9274 | 157 | 1.4735e-06 | 5.7762e-06 | 5.7762e-06 | 5.7762e-06 | 157 | 173124
158 | 2.6333 | 0 | 8.8411e-05 | 8.3055e-07 | 0.12901 | 8.7581e-05 | 8.7581e-05 | 0 | 8.8411e-05 | 1.4735e-06 | 0.00010855 | 0.00010854 | 0.00010854 | 9213 | 158 | 1.4735e-06 | 6.4982e-06 | 6.4982e-06 | 6.4982e-06 | 158 | 153888
159 | 2.65 | 0 | 8.8411e-05 | 7.3455e-07 | 0.12901 | 8.7677e-05 | 8.7677e-05 | 0 | 8.8411e-05 | 1.4735e-06 | 0.00010927 | 0.00010926 | 0.00010926 | 9152 | 159 | 1.4735e-06 | 7.2202e-06 | 7.2202e-06 | 7.2202e-06 | 159 | 138500
160 | 2.6667 | 0 | 8.8411e-05 | 6.4964e-07 | 0.12901 | 8.7761e-05 | 8.7761e-05 | 0 | 8.8411e-05 | 1.4735e-06 | 0.00010999 | 0.00010998 | 0.00010998 | 9092 | 160 | 1.4735e-06 | 7.9423e-06 | 7.9422e-06 | 7.9422e-06 | 160 | 125909
161 | 2.6833 | 0 | 8.8411e-05 | 5.7455e-07 | 0.12901 | 8.7837e-05 | 8.7837e-05 | 0 | 8.8411e-05 | 1.4735e-06 | 0.00011071 | 0.00011071 | 0.00011071 | 9032 | 161 | 1.4735e-06 | 8.6643e-06 | 8.6642e-06 | 8.6642e-06 | 161 | 115416
162 | 2.7 | 0 | 8.8411e-05 | 5.0814e-07 | 0.12901 | 8.7903e-05 | 8.7903e-05 | 0 | 8.8411e-05 | 1.4735e-06 | 0.00011144 | 0.00011143 | 0.00011143 | 8974 | 162 | 1.4735e-06 | 9.3863e-06 | 9.3863e-06 | 9.3863e-06 | 162 | 106538
163 | 2.7167 | 0 | 8.8411e-05 | 4.494e-07 | 0.12901 | 8.7962e-05 | 8.7962e-05 | 0 | 8.8411e-05 | 1.4735e-06 | 0.00011216 | 0.00011215 | 0.00011215 | 8916 | 163 | 1.4735e-06 | 1.0108e-05 | 1.0108e-05 | 1.0108e-05 | 163 | 98928
164 | 2.7333 | 0 | 8.8411e-05 | 3.9746e-07 | 0.12901 | 8.8014e-05 | 8.8014e-05 | 0 | 8.8411e-05 | 1.4735e-06 | 0.00011288 | 0.00011287 | 0.00011287 | 8859 | 164 | 1.4735e-06 | 1.083e-05 | 1.083e-05 | 1.083e-05 | 164 | 92333
165 | 2.75 | 0 | 8.8411e-05 | 3.5151e-07 | 0.12901 | 8.806e-05 | 8.806e-05 | 0 | 8.8411e-05 | 1.4735e-06 | 0.0001136 | 0.00011359 | 0.00011359 | 8803 | 165 | 1.4735e-06 | 1.1552e-05 | 1.1552e-05 | 1.1552e-05 | 165 | 86562
166 | 2.7667 | 0 | 8.8411e-05 | 3.1088e-07 | 0.12901 | 8.81e-05 | 8.81e-05 | 0 | 8.8411e-05 | 1.4735e-06 | 0.00011432 | 0.00011432 | 0.00011432 | 8747 | 166 | 1.4735e-06 | 1.2274e-05 | 1.2274e-05 | 1.2274e-05 | 166 | 81470
167 | 2.7833 | 0 | 8.8411e-05 | 2.7495e-07 | 0.12901 | 8.8136e-05 | 8.8136e-05 | 0 | 8.8411e-05 | 1.4735e-06 | 0.00011505 | 0.00011504 | 0.00011504 | 8692 | 167 | 1.4735e-06 | 1.2996e-05 | 1.2996e-05 | 1.2996e-05 | 167 | 76944
168 | 2.8 | 0 | 8.8411e-05 | 2.4317e-07 | 0.12901 | 8.8168e-05 | 8.8168e-05 | 0 | 8.8411e-05 | 1.4735e-06 | 0.00011577 | 0.00011576 | 0.00011576 | 8638 | 168 | 1.4735e-06 | 1.3718e-05 | 1.3718e-05 | 1.3718e-05 | 168 | 72895
169 | 2.8167 | 0 | 8.8411e-05 | 2.1506e-07 | 0.12901 | 8.8196e-05 | 8.8196e-05 | 0 | 8.8411e-05 | 1.4735e-06 | 0.00011649 | 0.00011648 | 0.00011648 | 8584 | 169 | 1.4735e-06 | 1.444e-05 | 1.444e-05 | 1.444e-05 | 169 | 69250
170 | 2.8333 | 0 | 8.8411e-05 | 1.902e-07 | 0.12901 | 8.8221e-05 | 8.8221e-05 | 0 | 8.8411e-05 | 1.4735e-06 | 0.00011721 | 0.0001172 | 0.0001172 | 8532 | 170 | 1.4735e-06 | 1.5163e-05 | 1.5162e-05 | 1.5162e-05 | 170 | 65952
171 | 2.85 | 0 | 8.8411e-05 | 1.6822e-07 | 0.12901 | 8.8243e-05 | 8.8243e-05 | 0 | 8.8411e-05 | 1.4735e-06 | 0.00011793 | 0.00011793 | 0.00011793 | 8479 | 171 | 1.4735e-06 | 1.5885e-05 | 1.5884e-05 | 1.5884e-05 | 171 | 62954
172 | 2.8667 | 0 | 8.8411e-05 | 1.4877e-07 | 0.12901 | 8.8262e-05 | 8.8262e-05 | 0 | 8.8411e-05 | 1.4735e-06 | 0.00011866 | 0.00011865 | 0.00011865 | 8428 | 172 | 1.4735e-06 | 1.6607e-05 | 1.6606e-05 | 1.6606e-05 | 172 | 60217
173 | 2.8833 | 0 | 8.8411e-05 | 1.3158e-07 | 0.12901 | 8.828e-05 | 8.828e-05 | 0 | 8.8411e-05 | 1.4735e-06 | 0.00011938 | 0.00011937 | 0.00011937 | 8377 | 173 | 1.4735e-06 | 1.7329e-05 | 1.7328e-05 | 1.7328e-05 | 173 | 57708
174 | 2.9 | 0 | 8.8411e-05 | 1.1637e-07 | 0.12901 | 8.8295e-05 | 8.8295e-05 | 0 | 8.8411e-05 | 1.4735e-06 | 0.0001201 | 0.00012009 | 0.00012009 | 8326 | 174 | 1.4735e-06 | 1.8051e-05 | 1.805e-05 | 1.805e-05 | 174 | 55400
175 | 2.9167 | 0 | 8.8411e-05 | 1.0292e-07 | 0.12901 | 8.8308e-05 | 8.8308e-05 | 0 | 8.8411e-05 | 1.4735e-06 | 0.00012082 | 0.00012081 | 0.00012081 | 8277 | 175 | 1.4735e-06 | 1.8773e-05 | 1.8772e-05 | 1.8772e-05 | 175 | 53269
176 | 2.9333 | 0 | 8.8411e-05 | 9.1021e-08 | 0.12901 | 8.832e-05 | 8.832e-05 | 0 | 8.8411e-05 | 1.4735e-06 | 0.00012154 | 0.00012154 | 0.00012154 | 8228 | 176 | 1.4735e-06 | 1.9495e-05 | 1.9494e-05 | 1.9494e-05 | 176 | 51296
177 | 2.95 | 0 | 8.8411e-05 | 8.05e-08 | 0.12901 | 8.8331e-05 | 8.8331e-05 | 0 | 8.8411e-05 | 1.4735e-06 | 0.00012227 | 0.00012226 | 0.00012226 | 8179 | 177 | 1.4735e-06 | 2.0217e-05 | 2.0216e-05 | 2.0216e-05 | 177 | 49464
178 | 2.9667 | 0 | 8.8411e-05 | 7.1195e-08 | 0.12901 | 8.834e-05 | 8.834e-05 | 0 | 8.8411e-05 | 1.4735e-06 | 0.00012299 | 0.00012298 | 0.00012298 | 8131 | 178 | 1.4735e-06 | 2.0939e-05 | 2.0938e-05 | 2.0938e-05 | 178 | 47758
179 | 2.9833 | 0 | 8.8411e-05 | 6.2965e-08 | 0.12901 | 8.8348e-05 | 8.8348e-05 | 0 | 8.8411e-05 | 1.4735e-06 | 0.00012371 | 0.0001237 | 0.0001237 | 8083 | 179 | 1.4735e-06 | 2.1661e-05 | 2.166e-05 | 2.166e-05 | 179 | 46167
180 | 3 | 0 | 8.8411e-05 | 5.5687e-08 | 0.12901 | 8.8355e-05 | 8.8355e-05 | 0 | 8.8411e-05 | 1.4735e-06 | 0.00012443 | 0.00012442 | 0.00012442 | 8037 | 180 | 1.4735e-06 | 2.2383e-05 | 2.2382e-05 | 2.2382e-05 | 180 | 44677
181 | 3.0167 | 0 | 8.8411e-05 | 4.925e-08 | 0.12901 | 8.8362e-05 | 8.8362e-05 | 0 | 8.8411e-05 | 1.4735e-06 | 0.00012515 | 0.00012515 | 0.00012515 | 7990 | 181 | 1.4735e-06 | 2.3105e-05 | 2.3104e-05 | 2.3104e-05 | 181 | 43281
182 | 3.0333 | 0 | 8.8411e-05 | 4.3558e-08 | 0.12901 | 8.8368e-05 | 8.8368e-05 | 0 | 8.8411e-05 | 1.4735e-06 | 0.00012588 | 0.00012587 | 0.00012587 | 7944 | 182 | 1.4735e-06 | 2.3827e-05 | 2.3827e-05 | 2.3827e-05 | 182 | 41970
183 | 3.05 | 0 | 8.8411e-05 | 3.8523e-08 | 0.12901 | 8.8373e-05 | 8.8373e-05 | 0 | 8.8411e-05 | 1.4735e-06 | 0.0001266 | 0.00012659 | 0.00012659 | 7899 | 183 | 1.4735e-06 | 2.4549e-05 | 2.4549e-05 | 2.4549e-05 | 183 | 40735
184 | 3.0667 | 0 | 8.8411e-05 | 3.407e-08 | 0.12901 | 8.8377e-05 | 8.8377e-05 | 0 | 8.8411e-05 | 1.4735e-06 | 0.00012732 | 0.00012731 | 0.00012731 | 7854 | 184 | 1.4735e-06 | 2.5271e-05 | 2.5271e-05 | 2.5271e-05 | 184 | 39571
185 | 3.0833 | 0 | 8.8411e-05 | 3.0132e-08 | 0.12901 | 8.8381e-05 | 8.8381e-05 | 0 | 8.8411e-05 | 1.4735e-06 | 0.00012804 | 0.00012803 | 0.00012803 | 7810 | 185 | 1.4735e-06 | 2.5993e-05 | 2.5993e-05 | 2.5993e-05 | 185 | 38472
186 | 3.1 | 0 | 8.8411e-05 | 2.6649e-08 | 0.12901 | 8.8384e-05 | 8.8384e-05 | 0 | 8.8411e-05 | 1.4735e-06 | 0.00012876 | 0.00012876 | 0.00012876 | 7766 | 186 | 1.4735e-06 | 2.6715e-05 | 2.6715e-05 | 2.6715e-05 | 186 | 37432
187 | 3.1167 | 0 | 8.8411e-05 | 2.3569e-08 | 0.12901 | 8.8388e-05 | 8.8388e-05 | 0 | 8.8411e-05 | 1.4735e-06 | 0.00012949 | 0.00012948 | 0.00012948 | 7723 | 187 | 1.4735e-06 | 2.7437e-05 | 2.7437e-05 | 2.7437e-05 | 187 | 36447
188 | 3.1333 | 0 | 8.8411e-05 | 2.0844e-08 | 0.12901 | 8.839e-05 | 8.839e-05 | 0 | 8.8411e-05 | 1.4735e-06 | 0.00013021 | 0.0001302 | 0.0001302 | 7680 | 188 | 1.4735e-06 | 2.8159e-05 | 2.8159e-05 | 2.8159e-05 | 188 | 35513
189 | 3.15 | 0 | 8.8411e-05 | 1.8435e-08 | 0.12901 | 8.8393e-05 | 8.8393e-05 | 0 | 8.8411e-05 | 1.4735e-06 | 0.00013093 | 0.00013092 | 0.00013092 | 7638 | 189 | 1.4735e-06 | 2.8881e-05 | 2.8881e-05 | 2.8881e-05 | 189 | 34625
190 | 3.1667 | 0 | 8.8411e-05 | 1.6304e-08 | 0.12901 | 8.8395e-05 | 8.8395e-05 | 0 | 8.8411e-05 | 1.4735e-06 | 0.00013165 | 0.00013164 | 0.00013164 | 7596 | 190 | 1.4735e-06 | 2.9603e-05 | 2.9603e-05 | 2.9603e-05 | 190 | 33780
191 | 3.1833 | 0 | 8.8411e-05 | 1.442e-08 | 0.12901 | 8.8397e-05 | 8.8397e-05 | 0 | 8.8411e-05 | 1.4735e-06 | 0.00013237 | 0.00013237 | 0.00013237 | 7554 | 191 | 1.4735e-06 | 3.0325e-05 | 3.0325e-05 | 3.0325e-05 | 191 | 32976
192 | 3.2 | 0 | 8.8411e-05 | 1.2753e-08 | 0.12901 | 8.8398e-05 | 8.8398e-05 | 0 | 8.8411e-05 | 1.4735e-06 | 0.0001331 | 0.00013309 | 0.00013309 | 7513 | 192 | 1.4735e-06 | 3.1047e-05 | 3.1047e-05 | 3.1047e-05 | 192 | 32209
193 | 3.2167 | 0 | 8.8411e-05 | 1.1279e-08 | 0.12901 | 8.84e-05 | 8.84e-05 | 0 | 8.8411e-05 | 1.4735e-06 | 0.00013382 | 0.00013381 | 0.00013381 | 7473 | 193 | 1.4735e-06 | 3.1769e-05 | 3.1769e-05 | 3.1769e-05 | 193 | 31477
194 | 3.2333 | 0 | 8.8411e-05 | 9.975e-09 | 0.12901 | 8.8401e-05 | 8.8401e-05 | 0 | 8.8411e-05 | 1.4735e-06 | 0.00013454 | 0.00013453 | 0.00013453 | 7433 | 194 | 1.4735e-06 | 3.2491e-05 | 3.2491e-05 | 3.2491e-05 | 194 | 30778
195 | 3.25 | 0 | 8.8411e-05 | 8.822e-09 | 0.12901 | 8.8402e-05 | 8.8402e-05 | 0 | 8.8411e-05 | 1.4735e-06 | 0.00013526 | 0.00013525 | 0.00013525 | 7393 | 195 | 1.4735e-06 | 3.3213e-05 | 3.3213e-05 | 3.3213e-05 | 195 | 30109
196 | 3.2667 | 0 | 8.8411e-05 | 7.8023e-09 | 0.12901 | 8.8403e-05 | 8.8403e-05 | 0 | 8.8411e-05 | 1.4735e-06 | 0.00013598 | 0.00013597 | 0.00013597 | 7354 | 196 | 0 | 3.3213e-05 | 3.3213e-05 | 3.3213e-05 | 196 | 30109
197 | 3.2833 | 0 | 8.8411e-05 | 6.9004e-09 | 0.12901 | 8.8404e-05 | 8.8404e-05 | 0 | 8.8411e-05 | 1.4735e-06 | 0.00013671 | 0.0001367 | 0.0001367 | 7315 | 197 | 0 | 3.3213e-05 | 3.3213e-05 | 3.3213e-05 | 197 | 30109
198 | 3.3 | 0 | 8.8411e-05 | 6.1028e-09 | 0.12901 | 8.8405e-05 | 8.8405e-05 | 0 | 8.8411e-05 | 1.4735e-06 | 0.00013743 | 0.00013742 | 0.00013742 | 7277 | 198 | 0 | 3.3213e-05 | 3.3213e-05 | 3.3213e-05 | 198 | 30109
199 | 3.3167 | 0 | 8.8411e-05 | 5.3974e-09 | 0.12901 | 8.8406e-05 | 8.8406e-05 | 0 | 8.8411e-05 | 1.4735e-06 | 0.00013815 | 0.00013814 | 0.00013814 | 7239 | 199 | 0 | 3.3213e-05 | 3.3213e-05 | 3.3213e-05 | 199 | 30109
200 | 3.3333 | 0 | 8.8411e-05 | 4.7735e-09 | 0.12901 | 8.8406e-05 | 8.8406e-05 | 0 | 8.8411e-05 | 1.4735e-06 | 0.00013887 | 0.00013886 | 0.00013886 | 7201 | 200 | 0 | 3.3213e-05 | 3.3213e-05 | 3.3213e-05 | 200 | 30109
201 | 3.35 | 0 | 8.8411e-05 | 4.2218e-09 | 0.12901 | 8.8407e-05 | 8.8407e-05 | 0 | 8.8411e-05 | 1.4735e-06 | 0.00013959 | 0.00013958 | 0.00013958 | 7164 | 201 | 0 | 3.3213e-05 | 3.3213e-05 | 3.3213e-05 | 201 | 30109
202 | 3.3667 | 0 | 8.8411e-05 | 3.7338e-09 | 0.12901 | 8.8407e-05 | 8.8407e-05 | 0 | 8.8411e-05 | 1.4735e-06 | 0.00014032 | 0.00014031 | 0.00014031 | 7127 | 202 | 0 | 3.3213e-05 | 3.3213e-05 | 3.3213e-05 | 202 | 30109
203 | 3.3833 | 0 | 8.8411e-05 | 3.3022e-09 | 0.12901 | 8.8408e-05 | 8.8408e-05 | 0 | 8.8411e-05 | 1.4735e-06 | 0.00014104 | 0.00014103 | 0.00014103 | 7090 | 203 | 0 | 3.3213e-05 | 3.3213e-05 | 3.3213e-05 | 203 | 30109
204 | 3.4 | 0 | 8.8411e-05 | 2.9205e-09 | 0.12901 | 8.8408e-05 | 8.8408e-05 | 0 | 8.8411e-05 | 1.4735e-06 | 0.00014176 | 0.00014175 | 0.00014175 | 7054 | 204 | 0 | 3.3213e-05 | 3.3213e-05 | 3.3213e-05 | 204 | 30109
205 | 3.4167 | 0 | 8.8411e-05 | 2.5829e-09 | 0.12901 | 8.8409e-05 | 8.8409e-05 | 0 | 8.8411e-05 | 1.4735e-06 | 0.00014248 | 0.00014247 | 0.00014247 | 7018 | 205 | 0 | 3.3213e-05 | 3.3213e-05 | 3.3213e-05 | 205 | 30109
206 | 3.4333 | 0 | 8.8411e-05 | 2.2844e-09 | 0.12901 | 8.8409e-05 | 8.8409e-05 | 0 | 8.8411e-05 | 1.4735e-06 | 0.0001432 | 0.00014319 | 0.00014319 | 6983 | 206 | 0 | 3.3213e-05 | 3.3213e-05 | 3.3213e-05 | 206 | 30109
207 | 3.45 | 0 | 8.8411e-05 | 2.0203e-09 | 0.12901 | 8.8409e-05 | 8.8409e-05 | 0 | 8.8411e-05 | 1.4735e-06 | 0.00014393 | 0.00014392 | 0.00014392 | 6948 | 207 | 0 | 3.3213e-05 | 3.3213e-05 | 3.3213e-05 | 207 | 30109
208 | 3.4667 | 0 | 8.8411e-05 | 1.7868e-09 | 0.12901 | 8.8409e-05 | 8.8409e-05 | 0 | 8.8411e-05 | 1.4735e-06 | 0.00014465 | 0.00014464 | 0.00014464 | 6913 | 208 | 0 | 3.3213e-05 | 3.3213e-05 | 3.3213e-05 | 208 | 30109
209 | 3.4833 | 0 | 8.8411e-05 | 1.5803e-09 | 0.12901 | 8.841e-05 | 8.841e-05 | 0 | 8.8411e-05 | 1.4735e-06 | 0.00014537 | 0.00014536 | 0.00014536 | 6879 | 209 | 0 | 3.3213e-05 | 3.3213e-05 | 3.3213e-05 | 209 | 30109
210 | 3.5 | 0 | 8.8411e-05 | 1.3976e-09 | 0.12901 | 8.841e-05 | 8.841e-05 | 0 | 8.8411e-05 | 1.4735e-06 | 0.00014609 | 0.00014608 | 0.00014608 | 6845 | 210 | 0 | 3.3213e-05 | 3.3213e-05 | 3.3213e-05 | 210 | 30109
211 | 3.5167 | 0 | 8.8411e-05 | 1.236e-09 | 0.12901 | 8.841e-05 | 8.841e-05 | 0 | 8.8411e-05 | 1.4735e-06 | 0.00014681 | 0.0001468 | 0.0001468 | 6811 | 211 | 0 | 3.3213e-05 | 3.3213e-05 | 3.3213e-05 | 211 | 30109
212 | 3.5333 | 0 | 8.8411e-05 | 1.0932e-09 | 0.12901 | 8.841e-05 | 8.841e-05 | 0 | 8.8411e-05 | 1.4735e-06 | 0.00014754 | 0.00014753 | 0.00014753 | 6778 | 212 | 0 | 3.3213e-05 | 3.3213e-05 | 3.3213e-05 | 212 | 30109
213 | 3.55 | 0 | 8.8411e-05 | 9.6682e-10 | 0.12901 | 8.841e-05 | 8.841e-05 | 0 | 8.8411e-05 | 1.4735e-06 | 0.00014826 | 0.00014825 | 0.00014825 | 6745 | 213 | 0 | 3.3213e-05 | 3.3213e-05 | 3.3213e-05 | 213 | 30109
214 | 3.5667 | 0 | 8.8411e-05 | 8.5506e-10 | 0.12901 | 8.841e-05 | 8.841e-05 | 0 | 8.8411e-05 | 1.4735e-06 | 0.00014898 | 0.00014897 | 0.00014897 | 6712 | 214 | 0 | 3.3213e-05 | 3.3213e-05 | 3.3213e-05 | 214 | 30109
215 | 3.5833 | 0 | 8.8411e-05 | 7.5623e-10 | 0.12901 | 8.841e-05 | 8.841e-05 | 0 | 8.8411e-05 | 1.4735e-06 | 0.0001497 | 0.00014969 | 0.00014969 | 6680 | 215 | 0 | 3.3213e-05 | 3.3213e-05 | 3.3213e-05 | 215 | 30109
216 | 3.6 | 0 | 8.8411e-05 | 6.6882e-10 | 0.12901 | 8.841e-05 | 8.841e-05 | 0 | 8.8411e-05 | 1.4735e-06 | 0.00015042 | 0.00015041 | 0.00015041 | 6648 | 216 | 0 | 3.3213e-05 | 3.3213e-05 | 3.3213e-05 | 216 | 30109
217 | 3.6167 | 0 | 8.8411e-05 | 5.9151e-10 | 0.12901 | 8.8411e-05 | 8.8411e-05 | 0 | 8.8411e-05 | 1.4735e-06 | 0.00015115 | 0.00015113 | 0.00015113 | 6616 | 217 | 0 | 3.3213e-05 | 3.3213e-05 | 3.3213e-05 | 217 | 30109
218 | 3.6333 | 0 | 8.8411e-05 | 5.2314e-10 | 0.12901 | 8.8411e-05 | 8.8411e-05 | 0 | 8.8411e-05 | 1.4735e-06 | 0.00015187 | 0.00015186 | 0.00015186 | 6585 | 218 | 0 | 3.3213e-05 | 3.3213e-05 | 3.3213e-05 | 218 | 30109
219 | 3.65 | 0 | 8.8411e-05 | 4.6267e-10 | 0.12901 | 8.8411e-05 | 8.8411e-05 | 0 | 8.8411e-05 | 1.4735e-06 | 0.00015259 | 0.00015258 | 0.00015258 | 6553 | 219 | 0 | 3.3213e-05 | 3.3213e-05 | 3.3213e-05 | 219 | 30109
220 | 3.6667 | 0 | 8.8411e-05 | 4.0919e-10 | 0.12901 | 8.8411e-05 | 8.8411e-05 | 0 | 8.8411e-05 | 1.4735e-06 | 0.00015331 | 0.0001533 | 0.0001533 | 6523 | 220 | 0 | 3.3213e-05 | 3.3213e-05 | 3.3213e-05 | 220 | 30109
221 | 3.6833 | 0 | 8.8411e-05 | 3.6189e-10 | 0.12901 | 8.8411e-05 | 8.8411e-05 | 0 | 8.8411e-05 | 1.4735e-06 | 0.00015403 | 0.00015402 | 0.00015402 | 6492 | 221 | 0 | 3.3213e-05 | 3.3213e-05 | 3.3213e-05 | 221 | 30109
222 | 3.7 | 0 | 8.8411e-05 | 3.2006e-10 | 0.12901 | 8.8411e-05 | 8.8411e-05 | 0 | 8.8411e-05 | 1.4735e-06 | 0.00015476 | 0.00015474 | 0.00015474 | 6462 | 222 | 0 | 3.3213e-05 | 3.3213e-05 | 3.3213e-05 | 222 | 30109
223 | 3.7167 | 0 | 8.8411e-05 | 2.8306e-10 | 0.12901 | 8.8411e-05 | 8.8411e-05 | 0 | 8.8411e-05 | 1.4735e-06 | 0.00015548 | 0.00015547 | 0.00015547 | 6432 | 223 | 0 | 3.3213e-05 | 3.3213e-05 | 3.3213e-05 | 223 | 30109
224 | 3.7333 | 0 | 8.8411e-05 | 2.5035e-10 | 0.12901 | 8.8411e-05 | 8.8411e-05 | 0 | 8.8411e-05 | 1.4735e-06 | 0.0001562 | 0.00015619 | 0.00015619 | 6402 | 224 | 0 | 3.3213e-05 | 3.3213e-05 | 3.3213e-05 | 224 | 30109
225 | 3.75 | 0 | 8.8411e-05 | 2.2141e-10 | 0.12901 | 8.8411e-05 | 8.8411e-05 | 0 | 8.8411e-05 | 1.4735e-06 | 0.00015692 | 0.00015691 | 0.00015691 | 6373 | 225 | 0 | 3.3213e-05 | 3.3213e-05 | 3.3213e-05 | 225 | 30109
226 | 3.7667 | 0 | 8.8411e-05 | 1.9582e-10 | 0.12901 | 8.8411e-05 | 8.8411e-05 | 0 | 8.8411e-05 | 1.4735e-06 | 0.00015764 | 0.00015763 | 0.00015763 | 6343 | 226 | 0 | 3.3213e-05 | 3.3213e-05 | 3.3213e-05 | 226 | 30109
227 | 3.7833 | 0 | 8.8411e-05 | 1.7318e-10 | 0.12901 | 8.8411e-05 | 8.8411e-05 | 0 | 8.8411e-05 | 1.4735e-06 | 0.00015837 | 0.00015835 | 0.00015835 | 6314 | 227 | 0 | 3.3213e-05 | 3.3213e-05 | 3.3213e-05 | 227 | 30109
228 | 3.8 | 0 | 8.8411e-05 | 1.5316e-10 | 0.12901 | 8.8411e-05 | 8.8411e-05 | 0 | 8.8411e-05 | 1.4735e-06 | 0.00015909 | 0.00015908 | 0.00015908 | 6286 | 228 | 0 | 3.3213e-05 | 3.3213e-05 | 3.3213e-05 | 228 | 30109
229 | 3.8167 | 0 | 8.8411e-05 | 1.3546e-10 | 0.12901 | 8.8411e-05 | 8.8411e-05 | 0 | 8.8411e-05 | 1.4735e-06 | 0.00015981 | 0.0001598 | 0.0001598 | 6257 | 229 | 0 | 3.3213e-05 | 3.3213e-05 | 3.3213e-05 | 229 | 30109
230 | 3.8333 | 0 | 8.8411e-05 | 1.198e-10 | 0.12901 | 8.8411e-05 | 8.8411e-05 | 0 | 8.8411e-05 | 1.4735e-06 | 0.00016053 | 0.00016052 | 0.00016052 | 6229 | 230 | 0 | 3.3213e-05 | 3.3213e-05 | 3.3213e-05 | 230 | 30109
231 | 3.85 | 0 | 8.8411e-05 | 1.0595e-10 | 0.12901 | 8.8411e-05 | 8.8411e-05 | 0 | 8.8411e-05 | 1.4735e-06 | 0.00016125 | 0.00016124 | 0.00016124 | 6201 | 231 | 0 | 3.3213e-05 | 3.3213e-05 | 3.3213e-05 | 231 | 30109
232 | 3.8667 | 0 | 8.8411e-05 | 9.3707e-11 | 0.12901 | 8.8411e-05 | 8.8411e-05 | 0 | 8.8411e-05 | 1.4735e-06 | 0.00016198 | 0.00016196 | 0.00016196 | 6174 | 232 | 0 | 3.3213e-05 | 3.3213e-05 | 3.3213e-05 | 232 | 30109
233 | 3.8833 | 0 | 8.8411e-05 | 8.2876e-11 | 0.12901 | 8.8411e-05 | 8.8411e-05 | 0 | 8.8411e-05 | 1.4735e-06 | 0.0001627 | 0.00016269 | 0.00016269 | 6146 | 233 | 0 | 3.3213e-05 | 3.3213e-05 | 3.3213e-05 | 233 | 30109
234 | 3.9 | 0 | 8.8411e-05 | 7.3296e-11 | 0.12901 | 8.8411e-05 | 8.8411e-05 | 0 | 8.8411e-05 | 1.4735e-06 | 0.00016342 | 0.00016341 | 0.00016341 | 6119 | 234 | 0 | 3.3213e-05 | 3.3213e-05 | 3.3213e-05 | 234 | 30109
235 | 3.9167 | 0 | 8.8411e-05 | 6.4824e-11 | 0.12901 | 8.8411e-05 | 8.8411e-05 | 0 | 8.8411e-05 | 1.4735e-06 | 0.00016414 | 0.00016413 | 0.00016413 | 6092 | 235 | 0 | 3.3213e-05 | 3.3213e-05 | 3.3213e-05 | 235 | 30109
236 | 3.9333 | 0 | 8.8411e-05 | 5.7331e-11 | 0.12901 | 8.8411e-05 | 8.8411e-05 | 0 | 8.8411e-05 | 1.4735e-06 | 0.00016486 | 0.00016485 | 0.00016485 | 6066 | 236 | 0 | 3.3213e-05 | 3.3213e-05 | 3.3213e-05 | 236 | 30109
237 | 3.95 | 0 | 8.8411e-05 | 5.0704e-11 | 0.12901 | 8.8411e-05 | 8.8411e-05 | 0 | 8.8411e-05 | 1.4735e-06 | 0.00016559 | 0.00016557 | 0.00016557 | 6039 | 237 | 0 | 3.3213e-05 | 3.3213e-05 | 3.3213e-05 | 237 | 30109
238 | 3.9667 | 0 | 8.8411e-05 | 4.4843e-11 | 0.12901 | 8.8411e-05 | 8.8411e-05 | 0 | 8.8411e-05 | 1.4735e-06 | 0.00016631 | 0.0001663 | 0.0001663 | 6013 | 238 | 0 | 3.3213e-05 | 3.3213e-05 | 3.3213e-05 | 238 | 30109
239 | 3.9833 | 0 | 8.8411e-05 | 3.966e-11 | 0.12901 | 8.8411e-05 | 8.8411e-05 | 0 | 8.8411e-05 | 1.4735e-06 | 0.00016703 | 0.00016702 | 0.00016702 | 5987 | 239 | 0 | 3.3213e-05 | 3.3213e-05 | 3.3213e-05 | 239 | 30109
240 | 4 | 0 | 8.8411e-05 | 3.5076e-11 | 0.12901 | 8.8411e-05 | 8.8411e-05 | 0 | 8.8411e-05 | 1.4735e-06 | 0.00016775 | 0.00016774 | 0.00016774 | 5961 | 240 | 0 | 3.3213e-05 | 3.3213e-05 | 3.3213e-05 | 240 | 30109
241 | 4.0167 | 0 | 8.8411e-05 | 3.1021e-11 | 0.12901 | 8.8411e-05 | 8.8411e-05 | 0 | 8.8411e-05 | 1.4735e-06 | 0.00016847 | 0.00016846 | 0.00016846 | 5936 | 241 | 0 | 3.3213e-05 | 3.3213e-05 | 3.3213e-05 | 241 | 30109
242 | 4.0333 | 0 | 8.8411e-05 | 2.7436e-11 | 0.12901 | 8.8411e-05 | 8.8411e-05 | 0 | 8.8411e-05 | 1.4735e-06 | 0.0001692 | 0.00016918 | 0.00016918 | 5910 | 242 | 0 | 3.3213e-05 | 3.3213e-05 | 3.3213e-05 | 242 | 30109
243 | 4.05 | 0 | 8.8411e-05 | 2.4264e-11 | 0.12901 | 8.8411e-05 | 8.8411e-05 | 0 | 8.8411e-05 | 1.4735e-06 | 0.00016992 | 0.0001699 | 0.0001699 | 5885 | 243 | 0 | 3.3213e-05 | 3.3213e-05 | 3.3213e-05 | 243 | 30109
244 | 4.0667 | 0 | 8.8411e-05 | 2.146e-11 | 0.12901 | 8.8411e-05 | 8.8411e-05 | 0 | 8.8411e-05 | 1.4735e-06 | 0.00017064 | 0.00017063 | 0.00017063 | 5860 | 244 | 0 | 3.3213e-05 | 3.3213e-05 | 3.3213e-05 | 244 | 30109
245 | 4.0833 | 0 | 8.8411e-05 | 1.8979e-11 | 0.12901 | 8.8411e-05 | 8.8411e-05 | 0 | 8.8411e-05 | 1.4735e-06 | 0.00017136 | 0.00017135 | 0.00017135 | 5836 | 245 | 0 | 3.3213e-05 | 3.3213e-05 | 3.3213e-05 | 245 | 30109
246 | 4.1 | 0 | 8.8411e-05 | 1.6785e-11 | 0.12901 | 8.8411e-05 | 8.8411e-05 | 0 | 8.8411e-05 | 1.4735e-06 | 0.00017209 | 0.00017207 | 0.00017207 | 5811 | 246 | 0 | 3.3213e-05 | 3.3213e-05 | 3.3213e-05 | 246 | 30109
247 | 4.1167 | 0 | 8.8411e-05 | 1.4845e-11 | 0.12901 | 8.8411e-05 | 8.8411e-05 | 0 | 8.8411e-05 | 1.4735e-06 | 0.00017281 | 0.00017279 | 0.00017279 | 5787 | 247 | 0 | 3.3213e-05 | 3.3213e-05 | 3.3213e-05 | 247 | 30109
248 | 4.1333 | 0 | 8.8411e-05 | 1.3129e-11 | 0.12901 | 8.8411e-05 | 8.8411e-05 | 0 | 8.8411e-05 | 1.4735e-06 | 0.00017353 | 0.00017351 | 0.00017351 | 5763 | 248 | 0 | 3.3213e-05 | 3.3213e-05 | 3.3213e-05 | 248 | 30109
249 | 4.15 | 0 | 8.8411e-05 | 1.1612e-11 | 0.12901 | 8.8411e-05 | 8.8411e-05 | 0 | 8.8411e-05 | 1.4735e-06 | 0.00017425 | 0.00017424 | 0.00017424 | 5739 | 249 | 0 | 3.3213e-05 | 3.3213e-05 | 3.3213e-05 | 249 | 30109
250 | 4.1667 | 0 | 8.8411e-05 | 1.0269e-11 | 0.12901 | 8.8411e-05 | 8.8411e-05 | 0 | 8.8411e-05 | 1.4735e-06 | 0.00017497 | 0.00017496 | 0.00017496 | 5715 | 250 | 0 | 3.3213e-05 | 3.3213e-05 | 3.3213e-05 | 250 | 30109
251 | 4.1833 | 0 | 8.8411e-05 | 9.0824e-12 | 0.12901 | 8.8411e-05 | 8.8411e-05 | 0 | 8.8411e-05 | 1.4735e-06 | 0.0001757 | 0.00017568 | 0.00017568 | 5692 | 251 | 0 | 3.3213e-05 | 3.3213e-05 | 3.3213e-05 | 251 | 30109
252 | 4.2 | 0 | 8.8411e-05 | 8.0326e-12 | 0.12901 | 8.8411e-05 | 8.8411e-05 | 0 | 8.8411e-05 | 1.4735e-06 | 0.00017642 | 0.0001764 | 0.0001764 | 5668 | 252 | 0 | 3.3213e-05 | 3.3213e-05 | 3.3213e-05 | 252 | 30109
253 | 4.2167 | 0 | 8.8411e-05 | 7.1041e-12 | 0.12901 | 8.8411e-05 | 8.8411e-05 | 0 | 8.8411e-05 | 1.4735e-06 | 0.00017714 | 0.00017712 | 0.00017712 | 5645 | 253 | 0 | 3.3213e-05 | 3.3213e-05 | 3.3213e-05 | 253 | 30109
254 | 4.2333 | 0 | 8.8411e-05 | 6.283e-12 | 0.12901 | 8.8411e-05 | 8.8411e-05 | 0 | 8.8411e-05 | 1.4735e-06 | 0.00017786 | 0.00017785 | 0.00017785 | 5622 | 254 | 0 | 3.3213e-05 | 3.3213e-05 | 3.3213e-05 | 254 | 30109
255 | 4.25 | 0 | 8.8411e-05 | 5.5567e-12 | 0.12901 | 8.8411e-05 | 8.8411e-05 | 0 | 8.8411e-05 | 1.4735e-06 | 0.00017858 | 0.00017857 | 0.00017857 | 5600 | 255 | 0 | 3.3213e-05 | 3.3213e-05 | 3.3213e-05 | 255 | 30109
256 | 4.2667 | 0 | 8.8411e-05 | 4.9144e-12 | 0.12901 | 8.8411e-05 | 8.8411e-05 | 0 | 8.8411e-05 | 1.4735e-06 | 0.00017931 | 0.00017929 | 0.00017929 | 5577 | 256 | 0 | 3.3213e-05 | 3.3213e-05 | 3.3213e-05 | 256 | 30109
257 | 4.2833 | 0 | 8.8411e-05 | 4.3464e-12 | 0.12901 | 8.8411e-05 | 8.8411e-05 | 0 | 8.8411e-05 | 1.4735e-06 | 0.00018003 | 0.00018001 | 0.00018001 | 5555 | 257 | 0 | 3.3213e-05 | 3.3213e-05 | 3.3213e-05 | 257 | 30109
258 | 4.3 | 0 | 8.8411e-05 | 3.844e-12 | 0.12901 | 8.8411e-05 | 8.8411e-05 | 0 | 8.8411e-05 | 1.4735e-06 | 0.00018075 | 0.00018073 | 0.00018073 | 5533 | 258 | 0 | 3.3213e-05 | 3.3213e-05 | 3.3213e-05 | 258 | 30109
259 | 4.3167 | 0 | 8.8411e-05 | 3.3997e-12 | 0.12901 | 8.8411e-05 | 8.8411e-05 | 0 | 8.8411e-05 | 1.4735e-06 | 0.00018147 | 0.00018145 | 0.00018145 | 5511 | 259 | 0 | 3.3213e-05 | 3.3213e-05 | 3.3213e-05 | 259 | 30109
260 | 4.3333 | 0 | 8.8411e-05 | 3.0067e-12 | 0.12901 | 8.8411e-05 | 8.8411e-05 | 0 | 8.8411e-05 | 1.4735e-06 | 0.00018219 | 0.00018218 | 0.00018218 | 5489 | 260 | 0 | 3.3213e-05 | 3.3213e-05 | 3.3213e-05 | 260 | 30109
261 | 4.35 | 0 | 8.8411e-05 | 2.6592e-12 | 0.12901 | 8.8411e-05 | 8.8411e-05 | 0 | 8.8411e-05 | 1.4735e-06 | 0.00018292 | 0.0001829 | 0.0001829 | 5467 | 261 | 0 | 3.3213e-05 | 3.3213e-05 | 3.3213e-05 | 261 | 30109
262 | 4.3667 | 0 | 8.8411e-05 | 2.3518e-12 | 0.12901 | 8.8411e-05 | 8.8411e-05 | 0 | 8.8411e-05 | 1.4735e-06 | 0.00018364 | 0.00018362 | 0.00018362 | 5446 | 262 | 0 | 3.3213e-05 | 3.3213e-05 | 3.3213e-05 | 262 | 30109
263 | 4.3833 | 0 | 8.8411e-05 | 2.0799e-12 | 0.12901 | 8.8411e-05 | 8.8411e-05 | 0 | 8.8411e-05 | 1.4735e-06 | 0.00018436 | 0.00018434 | 0.00018434 | 5424 | 263 | 0 | 3.3213e-05 | 3.3213e-05 | 3.3213e-05 | 263 | 30109
264 | 4.4 | 0 | 8.8411e-05 | 1.8395e-12 | 0.12901 | 8.8411e-05 | 8.8411e-05 | 0 | 8.8411e-05 | 1.4735e-06 | 0.00018508 | 0.00018506 | 0.00018506 | 5403 | 264 | 0 | 3.3213e-05 | 3.3213e-05 | 3.3213e-05 | 264 | 30109
265 | 4.4167 | 0 | 8.8411e-05 | 1.6269e-12 | 0.12901 | 8.8411e-05 | 8.8411e-05 | 0 | 8.8411e-05 | 1.4735e-06 | 0.0001858 | 0.00018579 | 0.00018579 | 5382 | 265 | 0 | 3.3213e-05 | 3.3213e-05 | 3.3213e-05 | 265 | 30109
266 | 4.4333 | 0 | 8.8411e-05 | 1.4388e-12 | 0.12901 | 8.8411e-05 | 8.8411e-05 | 0 | 8.8411e-05 | 1.4735e-06 | 0.00018653 | 0.00018651 | 0.00018651 | 5361 | 266 | 0 | 3.3213e-05 | 3.3213e-05 | 3.3213e-05 | 266 | 30109
267 | 4.45 | 0 | 8.8411e-05 | 1.2725e-12 | 0.12901 | 8.8411e-05 | 8.8411e-05 | 0 | 8.8411e-05 | 1.4735e-06 | 0.00018725 | 0.00018723 | 0.00018723 | 5341 | 267 | 0 | 3.3213e-05 | 3.3213e-05 | 3.3213e-05 | 267 | 30109
268 | 4.4667 | 0 | 8.8411e-05 | 1.1254e-12 | 0.12901 | 8.8411e-05 | 8.8411e-05 | 0 | 8.8411e-05 | 1.4735e-06 | 0.00018797 | 0.00018795 | 0.00018795 | 5320 | 268 | 0 | 3.3213e-05 | 3.3213e-05 | 3.3213e-05 | 268 | 30109
269 | 4.4833 | 0 | 8.8411e-05 | 9.9535e-13 | 0.12901 | 8.8411e-05 | 8.8411e-05 | 0 | 8.8411e-05 | 1.4735e-06 | 0.00018869 | 0.00018867 | 0.00018867 | 5300 | 269 | 0 | 3.3213e-05 | 3.3213e-05 | 3.3213e-05 | 269 | 30109
270 | 4.5 | 0 | 8.8411e-05 | 8.803e-13 | 0.12901 | 8.8411e-05 | 8.8411e-05 | 0 | 8.8411e-05 | 1.4735e-06 | 0.00018941 | 0.0001894 | 0.0001894 | 5279 | 270 | 0 | 3.3213e-05 | 3.3213e-05 | 3.3213e-05 | 270 | 30109
271 | 4.5167 | 0 | 8.8411e-05 | 7.7855e-13 | 0.12901 | 8.8411e-05 | 8.8411e-05 | 0 | 8.8411e-05 | 1.4735e-06 | 0.00019014 | 0.00019012 | 0.00019012 | 5259 | 271 | 0 | 3.3213e-05 | 3.3213e-05 | 3.3213e-05 | 271 | 30109
272 | 4.5333 | 0 | 8.8411e-05 | 6.8856e-13 | 0.12901 | 8.8411e-05 | 8.8411e-05 | 0 | 8.8411e-05 | 1.4735e-06 | 0.00019086 | 0.00019084 | 0.00019084 | 5240 | 272 | 0 | 3.3213e-05 | 3.3213e-05 | 3.3213e-05 | 272 | 30109
273 | 4.55 | 0 | 8.8411e-05 | 6.0897e-13 | 0.12901 | 8.8411e-05 | 8.8411e-05 | 0 | 8.8411e-05 | 1.4735e-06 | 0.00019158 | 0.00019156 | 0.00019156 | 5220 | 273 | 0 | 3.3213e-05 | 3.3213e-05 | 3.3213e-05 | 273 | 30109
274 | 4.5667 | 0 | 8.8411e-05 | 5.3858e-13 | 0.12901 | 8.8411e-05 | 8.8411e-05 | 0 | 8.8411e-05 | 1.4735e-06 | 0.0001923 | 0.00019228 | 0.00019228 | 5200 | 274 | 0 | 3.3213e-05 | 3.3213e-05 | 3.3213e-05 | 274 | 30109
275 | 4.5833 | 0 | 8.8411e-05 | 4.7632e-13 | 0.12901 | 8.8411e-05 | 8.8411e-05 | 0 | 8.8411e-05 | 1.4735e-06 | 0.00019302 | 0.00019301 | 0.00019301 | 5181 | 275 | 0 | 3.3213e-05 | 3.3213e-05 | 3.3213e-05 | 275 | 30109
276 | 4.6 | 0 | 8.8411e-05 | 4.2127e-13 | 0.12901 | 8.8411e-05 | 8.8411e-05 | 0 | 8.8411e-05 | 1.4735e-06 | 0.00019375 | 0.00019373 | 0.00019373 | 5161 | 276 | 0 | 3.3213e-05 | 3.3213e-05 | 3.3213e-05 | 276 | 30109
277 | 4.6167 | 0 | 8.8411e-05 | 3.7257e-13 | 0.12901 | 8.8411e-05 | 8.8411e-05 | 0 | 8.8411e-05 | 1.4735e-06 | 0.00019447 | 0.00019445 | 0.00019445 | 5142 | 277 | 0 | 3.3213e-05 | 3.3213e-05 | 3.3213e-05 | 277 | 30109
278 | 4.6333 | 0 | 8.8411e-05 | 3.2951e-13 | 0.12901 | 8.8411e-05 | 8.8411e-05 | 0 | 8.8411e-05 | 1.4735e-06 | 0.00019519 | 0.00019517 | 0.00019517 | 5123 | 278 | 0 | 3.3213e-05 | 3.3213e-05 | 3.3213e-05 | 278 | 30109
279 | 4.65 | 0 | 8.8411e-05 | 2.9142e-13 | 0.12901 | 8.8411e-05 | 8.8411e-05 | 0 | 8.8411e-05 | 1.4735e-06 | 0.00019591 | 0.00019589 | 0.00019589 | 5104 | 279 | 0 | 3.3213e-05 | 3.3213e-05 | 3.3213e-05 | 279 | 30109
280 | 4.6667 | 0 | 8.8411e-05 | 2.5773e-13 | 0.12901 | 8.8411e-05 | 8.8411e-05 | 0 | 8.8411e-05 | 1.4735e-06 | 0.00019663 | 0.00019661 | 0.00019661 | 5086 | 280 | 0 | 3.3213e-05 | 3.3213e-05 | 3.3213e-05 | 280 | 30109
281 | 4.6833 | 0 | 8.8411e-05 | 2.2794e-13 | 0.12901 | 8.8411e-05 | 8.8411e-05 | 0 | 8.8411e-05 | 1.4735e-06 | 0.00019736 | 0.00019734 | 0.00019734 | 5067 | 281 | 0 | 3.3213e-05 | 3.3213e-05 | 3.3213e-05 | 281 | 30109
282 | 4.7 | 0 | 8.8411e-05 | 2.016e-13 | 0.12901 | 8.8411e-05 | 8.8411e-05 | 0 | 8.8411e-05 | 1.4735e-06 | 0.00019808 | 0.00019806 | 0.00019806 | 5049 | 282 | 0 | 3.3213e-05 | 3.3213e-05 | 3.3213e-05 | 282 | 30109
283 | 4.7167 | 0 | 8.8411e-05 | 1.7829e-13 | 0.12901 | 8.8411e-05 | 8.8411e-05 | 0 | 8.8411e-05 | 1.4735e-06 | 0.0001988 | 0.00019878 | 0.00019878 | 5030 | 283 | 0 | 3.3213e-05 | 3.3213e-05 | 3.3213e-05 | 283 | 30109
284 | 4.7333 | 0 | 8.8411e-05 | 1.5768e-13 | 0.12901 | 8.8411e-05 | 8.8411e-05 | 0 | 8.8411e-05 | 1.4735e-06 | 0.00019952 | 0.0001995 | 0.0001995 | 5012 | 284 | 0 | 3.3213e-05 | 3.3213e-05 | 3.3213e-05 | 284 | 30109
285 | 4.75 | 0 | 8.8411e-05 | 1.3946e-13 | 0.12901 | 8.8411e-05 | 8.8411e-05 | 0 | 8.8411e-05 | 1.4735e-06 | 0.00020024 | 0.00020022 | 0.00020022 | 4994 | 285 | 0 | 3.3213e-05 | 3.3213e-05 | 3.3213e-05 | 285 | 30109
286 | 4.7667 | 0 | 8.8411e-05 | 1.2334e-13 | 0.12901 | 8.8411e-05 | 8.8411e-05 | 0 | 8.8411e-05 | 1.4735e-06 | 0.00020097 | 0.00020095 | 0.00020095 | 4976 | 286 | 0 | 3.3213e-05 | 3.3213e-05 | 3.3213e-05 | 286 | 30109
287 | 4.7833 | 0 | 8.8411e-05 | 1.0908e-13 | 0.12901 | 8.8411e-05 | 8.8411e-05 | 0 | 8.8411e-05 | 1.4735e-06 | 0.00020169 | 0.00020167 | 0.00020167 | 4958 | 287 | 0 | 3.3213e-05 | 3.3213e-05 | 3.3213e-05 | 287 | 30109
288 | 4.8 | 0 | 8.8411e-05 | 9.6473e-14 | 0.12901 | 8.8411e-05 | 8.8411e-05 | 0 | 8.8411e-05 | 1.4735e-06 | 0.00020241 | 0.00020239 | 0.00020239 | 4940 | 288 | 0 | 3.3213e-05 | 3.3213e-05 | 3.3213e-05 | 288 | 30109
289 | 4.8167 | 0 | 8.8411e-05 | 8.5322e-14 | 0.12901 | 8.8411e-05 | 8.8411e-05 | 0 | 8.8411e-05 | 1.4735e-06 | 0.00020313 | 0.00020311 | 0.00020311 | 4923 | 289 | 0 | 3.3213e-05 | 3.3213e-05 | 3.3213e-05 | 289 | 30109
290 | 4.8333 | 0 | 8.8411e-05 | 7.546e-14 | 0.12901 | 8.8411e-05 | 8.8411e-05 | 0 | 8.8411e-05 | 1.4735e-06 | 0.00020385 | 0.00020383 | 0.00020383 | 4905 | 290 | 0 | 3.3213e-05 | 3.3213e-05 | 3.3213e-05 | 290 | 30109
291 | 4.85 | 0 | 8.8411e-05 | 6.6737e-14 | 0.12901 | 8.8411e-05 | 8.8411e-05 | 0 | 8.8411e-05 | 1.4735e-06 | 0.00020458 | 0.00020456 | 0.00020456 | 4888 | 291 | 0 | 3.3213e-05 | 3.3213e-05 | 3.3213e-05 | 291 | 30109
292 | 4.8667 | 0 | 8.8411e-05 | 5.9023e-14 | 0.12901 | 8.8411e-05 | 8.8411e-05 | 0 | 8.8411e-05 | 1.4735e-06 | 0.0002053 | 0.00020528 | 0.00020528 | 4871 | 292 | 0 | 3.3213e-05 | 3.3213e-05 | 3.3213e-05 | 292 | 30109
293 | 4.8833 | 0 | 8.8411e-05 | 5.2201e-14 | 0.12901 | 8.8411e-05 | 8.8411e-05 | 0 | 8.8411e-05 | 1.4735e-06 | 0.00020602 | 0.000206 | 0.000206 | 4854 | 293 | 0 | 3.3213e-05 | 3.3213e-05 | 3.3213e-05 | 293 | 30109
294 | 4.9 | 0 | 8.8411e-05 | 4.6167e-14 | 0.12901 | 8.8411e-05 | 8.8411e-05 | 0 | 8.8411e-05 | 1.4735e-06 | 0.00020674 | 0.00020672 | 0.00020672 | 4837 | 294 | 0 | 3.3213e-05 | 3.3213e-05 | 3.3213e-05 | 294 | 30109
295 | 4.9167 | 0 | 8.8411e-05 | 4.0831e-14 | 0.12901 | 8.8411e-05 | 8.8411e-05 | 0 | 8.8411e-05 | 1.4735e-06 | 0.00020746 | 0.00020744 | 0.00020744 | 4820 | 295 | 0 | 3.3213e-05 | 3.3213e-05 | 3.3213e-05 | 295 | 30109
296 | 4.9333 | 0 | 8.8411e-05 | 3.6111e-14 | 0.12901 | 8.8411e-05 | 8.8411e-05 | 0 | 8.8411e-05 | 1.4735e-06 | 0.00020819 | 0.00020816 | 0.00020816 | 4803 | 296 | 0 | 3.3213e-05 | 3.3213e-05 | 3.3213e-05 | 296 | 30109
297 | 4.95 | 0 | 8.8411e-05 | 3.1937e-14 | 0.12901 | 8.8411e-05 | 8.8411e-05 | 0 | 8.8411e-05 | 1.4735e-06 | 0.00020891 | 0.00020889 | 0.00020889 | 4787 | 297 | 0 | 3.3213e-05 | 3.3213e-05 | 3.3213e-05 | 297 | 30109
298 | 4.9667 | 0 | 8.8411e-05 | 2.8245e-14 | 0.12901 | 8.8411e-05 | 8.8411e-05 | 0 | 8.8411e-05 | 1.4735e-06 | 0.00020963 | 0.00020961 | 0.00020961 | 4770 | 298 | 0 | 3.3213e-05 | 3.3213e-05 | 3.3213e-05 | 298 | 30109
299 | 4.9833 | 0 | 8.8411e-05 | 2.4981e-14 | 0.12901 | 8.8411e-05 | 8.8411e-05 | 0 | 8.8411e-05 | 1.4735e-06 | 0.00021035 | 0.00021033 | 0.00021033 | 4754 | 299 | 0 | 3.3213e-05 | 3.3213e-05 | 3.3213e-05 | 299 | 30109
300 | 5 | 0 | 8.8411e-05 | 2.2093e-14 | 0.12901 | 8.8411e-05 | 8.8411e-05 | 0 | 8.8411e-05 | 1.4735e-06 | 0.00021107 | 0.00021105 | 0.00021105 | 4738 | 300 | 0 | 3.3213e-05 | 3.3213e-05 | 3.3213e-05 | 300 | 30109
301 | 5.0167 | 0 | 8.8411e-05 | 1.9539e-14 | 0.12901 | 8.8411e-05 | 8.8411e-05 | 0 | 8.8411e-05 | 1.4735e-06 | 0.0002118 | 0.00021177 | 0.00021177 | 4722 | 301 | 0 | 3.3213e-05 | 3.3213e-05 | 3.3213e-05 | 301 | 30109
302 | 5.0333 | 0 | 8.8411e-05 | 1.7281e-14 | 0.12901 | 8.8411e-05 | 8.8411e-05 | 0 | 8.8411e-05 | 1.4735e-06 | 0.00021252 | 0.0002125 | 0.0002125 | 4705 | 302 | 0 | 3.3213e-05 | 3.3213e-05 | 3.3213e-05 | 302 | 30109
303 | 5.05 | 0 | 8.8411e-05 | 1.5283e-14 | 0.12901 | 8.8411e-05 | 8.8411e-05 | 0 | 8.8411e-05 | 1.4735e-06 | 0.00021324 | 0.00021322 | 0.00021322 | 4690 | 303 | 0 | 3.3213e-05 | 3.3213e-05 | 3.3213e-05 | 303 | 30109
304 | 5.0667 | 0 | 8.8411e-05 | 1.3517e-14 | 0.12901 | 8.8411e-05 | 8.8411e-05 | 0 | 8.8411e-05 | 1.4735e-06 | 0.00021396 | 0.00021394 | 0.00021394 | 4674 | 304 | 0 | 3.3213e-05 | 3.3213e-05 | 3.3213e-05 | 304 | 30109
305 | 5.0833 | 0 | 8.8411e-05 | 1.1954e-14 | 0.12901 | 8.8411e-05 | 8.8411e-05 | 0 | 8.8411e-05 | 1.4735e-06 | 0.00021468 | 0.00021466 | 0.00021466 | 4658 | 305 | 0 | 3.3213e-05 | 3.3213e-05 | 3.3213e-05 | 305 | 30109
306 | 5.1 | 0 | 8.8411e-05 | 1.0573e-14 | 0.12901 | 8.8411e-05 | 8.8411e-05 | 0 | 8.8411e-05 | 1.4735e-06 | 0.00021541 | 0.00021538 | 0.00021538 | 4642 | 306 | 0 | 3.3213e-05 | 3.3213e-05 | 3.3213e-05 | 306 | 30109
307 | 5.1167 | 0 | 8.8411e-05 | 9.3505e-15 | 0.12901 | 8.8411e-05 | 8.8411e-05 | 0 | 8.8411e-05 | 1.4735e-06 | 0.00021613 | 0.00021611 | 0.00021611 | 4627 | 307 | 0 | 3.3213e-05 | 3.3213e-05 | 3.3213e-05 | 307 | 30109
308 | 5.1333 | 0 | 8.8411e-05 | 8.2697e-15 | 0.12901 | 8.8411e-05 | 8.8411e-05 | 0 | 8.8411e-05 | 1.4735e-06 | 0.00021685 | 0.00021683 | 0.00021683 | 4611 | 308 | 0 | 3.3213e-05 | 3.3213e-05 | 3.3213e-05 | 308 | 30109
309 | 5.15 | 0 | 8.8411e-05 | 7.3138e-15 | 0.12901 | 8.8411e-05 | 8.8411e-05 | 0 | 8.8411e-05 | 1.4735e-06 | 0.00021757 | 0.00021755 | 0.00021755 | 4596 | 309 | 0 | 3.3213e-05 | 3.3213e-05 | 3.3213e-05 | 309 | 30109
310 | 5.1667 | 0 | 8.8411e-05 | 6.4684e-15 | 0.12901 | 8.8411e-05 | 8.8411e-05 | 0 | 8.8411e-05 | 1.4735e-06 | 0.00021829 | 0.00021827 | 0.00021827 | 4581 | 310 | 0 | 3.3213e-05 | 3.3213e-05 | 3.3213e-05 | 310 | 30109
311 | 5.1833 | 0 | 8.8411e-05 | 5.7207e-15 | 0.12901 | 8.8411e-05 | 8.8411e-05 | 0 | 8.8411e-05 | 1.4735e-06 | 0.00021902 | 0.00021899 | 0.00021899 | 4566 | 311 | 0 | 3.3213e-05 | 3.3213e-05 | 3.3213e-05 | 311 | 30109
312 | 5.2 | 0 | 8.8411e-05 | 5.0595e-15 | 0.12901 | 8.8411e-05 | 8.8411e-05 | 0 | 8.8411e-05 | 1.4735e-06 | 0.00021974 | 0.00021971 | 0.00021971 | 4551 | 312 | 0 | 3.3213e-05 | 3.3213e-05 | 3.3213e-05 | 312 | 30109
313 | 5.2167 | 0 | 8.8411e-05 | 4.4747e-15 | 0.12901 | 8.8411e-05 | 8.8411e-05 | 0 | 8.8411e-05 | 1.4735e-06 | 0.00022046 | 0.00022044 | 0.00022044 | 4536 | 313 | 0 | 3.3213e-05 | 3.3213e-05 | 3.3213e-05 | 313 | 30109
314 | 5.2333 | 0 | 8.8411e-05 | 3.9574e-15 | 0.12901 | 8.8411e-05 | 8.8411e-05 | 0 | 8.8411e-05 | 1.4735e-06 | 0.00022118 | 0.00022116 | 0.00022116 | 4521 | 314 | 0 | 3.3213e-05 | 3.3213e-05 | 3.3213e-05 | 314 | 30109
315 | 5.25 | 0 | 8.8411e-05 | 3.5e-15 | 0.12901 | 8.8411e-05 | 8.8411e-05 | 0 | 8.8411e-05 | 1.4735e-06 | 0.0002219 | 0.00022188 | 0.00022188 | 4506 | 315 | 0 | 3.3213e-05 | 3.3213e-05 | 3.3213e-05 | 315 | 30109
316 | 5.2667 | 0 | 8.8411e-05 | 3.0954e-15 | 0.12901 | 8.8411e-05 | 8.8411e-05 | 0 | 8.8411e-05 | 1.4735e-06 | 0.00022263 | 0.0002226 | 0.0002226 | 4492 | 316 | 0 | 3.3213e-05 | 3.3213e-05 | 3.3213e-05 | 316 | 30109
317 | 5.2833 | 0 | 8.8411e-05 | 2.7376e-15 | 0.12901 | 8.8411e-05 | 8.8411e-05 | 0 | 8.8411e-05 | 1.4735e-06 | 0.00022335 | 0.00022332 | 0.00022332 | 4477 | 317 | 0 | 3.3213e-05 | 3.3213e-05 | 3.3213e-05 | 317 | 30109
318 | 5.3 | 0 | 8.8411e-05 | 2.4212e-15 | 0.12901 | 8.8411e-05 | 8.8411e-05 | 0 | 8.8411e-05 | 1.4735e-06 | 0.00022407 | 0.00022405 | 0.00022405 | 4463 | 318 | 0 | 3.3213e-05 | 3.3213e-05 | 3.3213e-05 | 318 | 30109
319 | 5.3167 | 0 | 8.8411e-05 | 2.1413e-15 | 0.12901 | 8.8411e-05 | 8.8411e-05 | 0 | 8.8411e-05 | 1.4735e-06 | 0.00022479 | 0.00022477 | 0.00022477 | 4449 | 319 | 0 | 3.3213e-05 | 3.3213e-05 | 3.3213e-05 | 319 | 30109
320 | 5.3333 | 0 | 8.8411e-05 | 1.8938e-15 | 0.12901 | 8.8411e-05 | 8.8411e-05 | 0 | 8.8411e-05 | 1.4735e-06 | 0.00022551 | 0.00022549 | 0.00022549 | 4434 | 320 | 0 | 3.3213e-05 | 3.3213e-05 | 3.3213e-05 | 320 | 30109
321 | 5.35 | 0 | 8.8411e-05 | 1.6749e-15 | 0.12901 | 8.8411e-05 | 8.8411e-05 | 0 | 8.8411e-05 | 1.4735e-06 | 0.00022624 | 0.00022621 | 0.00022621 | 4420 | 321 | 0 | 3.3213e-05 | 3.3213e-05 | 3.3213e-05 | 321 | 30109
322 | 5.3667 | 0 | 8.8411e-05 | 1.4813e-15 | 0.12901 | 8.8411e-05 | 8.8411e-05 | 0 | 8.8411e-05 | 1.4735e-06 | 0.00022696 | 0.00022693 | 0.00022693 | 4406 | 322 | 0 | 3.3213e-05 | 3.3213e-05 | 3.3213e-05 | 322 | 30109
323 | 5.3833 | 0 | 8.8411e-05 | 1.3101e-15 | 0.12901 | 8.8411e-05 | 8.8411e-05 | 0 | 8.8411e-05 | 1.4735e-06 | 0.00022768 | 0.00022766 | 0.00022766 | 4392 | 323 | 0 | 3.3213e-05 | 3.3213e-05 | 3.3213e-05 | 323 | 30109
324 | 5.4 | 0 | 8.8411e-05 | 1.1587e-15 | 0.12901 | 8.8411e-05 | 8.8411e-05 | 0 | 8.8411e-05 | 1.4735e-06 | 0.0002284 | 0.00022838 | 0.00022838 | 4378 | 324 | 0 | 3.3213e-05 | 3.3213e-05 | 3.3213e-05 | 324 | 30109
325 | 5.4167 | 0 | 8.8411e-05 | 1.0247e-15 | 0.12901 | 8.8411e-05 | 8.8411e-05 | 0 | 8.8411e-05 | 1.4735e-06 | 0.00022912 | 0.0002291 | 0.0002291 | 4364 | 325 | 0 | 3.3213e-05 | 3.3213e-05 | 3.3213e-05 | 325 | 30109
326 | 5.4333 | 0 | 8.8411e-05 | 9.0628e-16 | 0.12901 | 8.8411e-05 | 8.8411e-05 | 0 | 8.8411e-05 | 1.4735e-06 | 0.00022985 | 0.00022982 | 0.00022982 | 4351 | 326 | 0 | 3.3213e-05 | 3.3213e-05 | 3.3213e-05 | 326 | 30109
327 | 5.45 | 0 | 8.8411e-05 | 8.0153e-16 | 0.12901 | 8.8411e-05 | 8.8411e-05 | 0 | 8.8411e-05 | 1.4735e-06 | 0.00023057 | 0.00023054 | 0.00023054 | 4337 | 327 | 0 | 3.3213e-05 | 3.3213e-05 | 3.3213e-05 | 327 | 30109
328 | 5.4667 | 0 | 8.8411e-05 | 7.0888e-16 | 0.12901 | 8.8411e-05 | 8.8411e-05 | 0 | 8.8411e-05 | 1.4735e-06 | 0.00023129 | 0.00023126 | 0.00023126 | 4324 | 328 | 0 | 3.3213e-05 | 3.3213e-05 | 3.3213e-05 | 328 | 30109
329 | 5.4833 | 0 | 8.8411e-05 | 6.2694e-16 | 0.12901 | 8.8411e-05 | 8.8411e-05 | 0 | 8.8411e-05 | 1.4735e-06 | 0.00023201 | 0.00023199 | 0.00023199 | 4310 | 329 | 0 | 3.3213e-05 | 3.3213e-05 | 3.3213e-05 | 329 | 30109
330 | 5.5 | 0 | 8.8411e-05 | 5.5447e-16 | 0.12901 | 8.8411e-05 | 8.8411e-05 | 0 | 8.8411e-05 | 1.4735e-06 | 0.00023274 | 0.00023271 | 0.00023271 | 4297 | 330 | 0 | 3.3213e-05 | 3.3213e-05 | 3.3213e-05 | 330 | 30109
331 | 5.5167 | 0 | 8.8411e-05 | 4.9038e-16 | 0 | 8.8411e-05 | 7.8192e-05 | 0 | 7.8192e-05 | 1.3032e-06 | 0.00023337 | 0.00023335 | 0.00023335 | 4285 | 331 | 0 | 3.3213e-05 | 3.3213e-05 | 3.3213e-05 | 331 | 30109
332 | 5.5333 | 0 | 8.8411e-05 | 4.337e-16 | 0 | 8.8411e-05 | 6.9154e-05 | 0 | 6.9154e-05 | 1.1526e-06 | 0.00023394 | 0.00023391 | 0.00023391 | 4275 | 332 | 0 | 3.3213e-05 | 3.3213e-05 | 3.3213e-05 | 332 | 30109
333 | 5.55 | 0 | 8.8411e-05 | 3.8357e-16 | 0 | 8.8411e-05 | 6.116e-05 | 0 | 6.116e-05 | 1.0193e-06 | 0.00023444 | 0.00023441 | 0.00023441 | 4266 | 333 | 0 | 3.3213e-05 | 3.3213e-05 | 3.3213e-05 | 333 | 30109
334 | 5.5667 | 0 | 8.8411e-05 | 3.3923e-16 | 0 | 8.8411e-05 | 5.4091e-05 | 0 | 5.4091e-05 | 9.0151e-07 | 0.00023488 | 0.00023485 | 0.00023485 | 4257 | 334 | 0 | 3.3213e-05 | 3.3213e-05 | 3.3213e-05 | 334 | 30109
335 | 5.5833 | 0 | 8.8411e-05 | 3.0002e-16 | 0 | 8.8411e-05 | 4.7839e-05 | 0 | 4.7839e-05 | 7.9731e-07 | 0.00023527 | 0.00023524 | 0.00023524 | 4250 | 335 | 0 | 3.3213e-05 | 3.3213e-05 | 3.3213e-05 | 335 | 30109
336 | 5.6 | 0 | 8.8411e-05 | 2.6534e-16 | 0 | 8.8411e-05 | 4.2309e-05 | 0 | 4.2309e-05 | 7.0515e-07 | 0.00023562 | 0.00023559 | 0.00023559 | 4244 | 336 | 0 | 3.3213e-05 | 3.3213e-05 | 3.3213e-05 | 336 | 30109
337 | 5.6167 | 0 | 8.8411e-05 | 2.3467e-16 | 0 | 8.8411e-05 | 3.7418e-05 | 0 | 3.7418e-05 | 6.2364e-07 | 0.00023592 | 0.00023589 | 0.00023589 | 4239 | 337 | 0 | 3.3213e-05 | 3.3213e-05 | 3.3213e-05 | 337 | 30109
338 | 5.6333 | 0 | 8.8411e-05 | 2.0755e-16 | 0 | 8.8411e-05 | 3.3093e-05 | 0 | 3.3093e-05 | 5.5155e-07 | 0.00023619 | 0.00023616 | 0.00023616 | 4234 | 338 | 0 | 3.3213e-05 | 3.3213e-05 | 3.3213e-05 | 338 | 30109
339 | 5.65 | 0 | 8.8411e-05 | 1.8356e-16 | 0 | 8.8411e-05 | 2.9268e-05 | 0 | 2.9268e-05 | 4.878e-07 | 0.00023643 | 0.0002364 | 0.0002364 | 4230 | 339 | 0 | 3.3213e-05 | 3.3213e-05 | 3.3213e-05 | 339 | 30109
340 | 5.6667 | 0 | 8.8411e-05 | 1.6234e-16 | 0 | 8.8411e-05 | 2.5885e-05 | 0 | 2.5885e-05 | 4.3142e-07 | 0.00023664 | 0.00023661 | 0.00023661 | 4226 | 340 | 0 | 3.3213e-05 | 3.3213e-05 | 3.3213e-05 | 340 | 30109
341 | 5.6833 | 0 | 8.8411e-05 | 1.4357e-16 | 0 | 8.8411e-05 | 2.2893e-05 | 0 | 2.2893e-05 | 3.8155e-07 | 0.00023683 | 0.0002368 | 0.0002368 | 4222 | 341 | 0 | 3.3213e-05 | 3.3213e-05 | 3.3213e-05 | 341 | 30109
342 | 5.7 | 0 | 8.8411e-05 | 1.2698e-16 | 0 | 8.8411e-05 | 2.0247e-05 | 0 | 2.0247e-05 | 3.3745e-07 | 0.00023699 | 0.00023697 | 0.00023697 | 4220 | 342 | 0 | 3.3213e-05 | 3.3213e-05 | 3.3213e-05 | 342 | 30109
343 | 5.7167 | 0 | 8.8411e-05 | 1.123e-16 | 0 | 8.8411e-05 | 1.7907e-05 | 0 | 1.7907e-05 | 2.9844e-07 | 0.00023714 | 0.00023711 | 0.00023711 | 4217 | 343 | 0 | 3.3213e-05 | 3.3213e-05 | 3.3213e-05 | 343 | 30109
344 | 5.7333 | 0 | 8.8411e-05 | 9.932e-17 | 0 | 8.8411e-05 | 1.5837e-05 | 0 | 1.5837e-05 | 2.6395e-07 | 0.00023727 | 0.00023724 | 0.00023724 | 4215 | 344 | 0 | 3.3213e-05 | 3.3213e-05 | 3.3213e-05 | 344 | 30109
345 | 5.75 | 0 | 8.8411e-05 | 8.784e-17 | 0 | 8.8411e-05 | 1.4006e-05 | 0 | 1.4006e-05 | 2.3344e-07 | 0.00023738 | 0.00023736 | 0.00023736 | 4213 | 345 | 0 | 3.3213e-05 | 3.3213e-05 | 3.3213e-05 | 345 | 30109
346 | 5.7667 | 0 | 8.8411e-05 | 7.7687e-17 | 0 | 8.8411e-05 | 1.2387e-05 | 0 | 1.2387e-05 | 2.0645e-07 | 0.00023749 | 0.00023746 | 0.00023746 | 4211 | 346 | 0 | 3.3213e-05 | 3.3213e-05 | 3.3213e-05 | 346 | 30109
347 | 5.7833 | 0 | 8.8411e-05 | 6.8707e-17 | 0 | 8.8411e-05 | 1.0955e-05 | 0 | 1.0955e-05 | 1.8259e-07 | 0.00023757 | 0.00023755 | 0.00023755 | 4209 | 347 | 0 | 3.3213e-05 | 3.3213e-05 | 3.3213e-05 | 347 | 30109
348 | 5.8 | 0 | 8.8411e-05 | 6.0765e-17 | 0 | 8.8411e-05 | 9.6891e-06 | 0 | 9.6891e-06 | 1.6148e-07 | 0.00023765 | 0.00023763 | 0.00023763 | 4208 | 348 | 0 | 3.3213e-05 | 3.3213e-05 | 3.3213e-05 | 348 | 30109
349 | 5.8167 | 0 | 8.8411e-05 | 5.3741e-17 | 0 | 8.8411e-05 | 8.5691e-06 | 0 | 8.5691e-06 | 1.4282e-07 | 0.00023772 | 0.0002377 | 0.0002377 | 4207 | 349 | 0 | 3.3213e-05 | 3.3213e-05 | 3.3213e-05 | 349 | 30109
350 | 5.8333 | 0 | 8.8411e-05 | 4.753e-17 | 0 | 8.8411e-05 | 7.5786e-06 | 0 | 7.5786e-06 | 1.2631e-07 | 0.00023779 | 0.00023776 | 0.00023776 | 4205 | 350 | 0 | 3.3213e-05 | 3.3213e-05 | 3.3213e-05 | 350 | 30109
351 | 5.85 | 0 | 8.8411e-05 | 4.2036e-17 | 0 | 8.8411e-05 | 6.7026e-06 | 0 | 6.7026e-06 | 1.1171e-07 | 0.00023784 | 0.00023781 | 0.00023781 | 4204 | 351 | 0 | 3.3213e-05 | 3.3213e-05 | 3.3213e-05 | 351 | 30109
352 | 5.8667 | 0 | 8.8411e-05 | 3.7177e-17 | 0 | 8.8411e-05 | 5.9279e-06 | 0 | 5.9279e-06 | 9.8798e-08 | 0.00023789 | 0.00023786 | 0.00023786 | 4204 | 352 | 0 | 3.3213e-05 | 3.3213e-05 | 3.3213e-05 | 352 | 30109
353 | 5.8833 | 0 | 8.8411e-05 | 3.288e-17 | 0 | 8.8411e-05 | 5.2427e-06 | 0 | 5.2427e-06 | 8.7378e-08 | 0.00023793 | 0.0002379 | 0.0002379 | 4203 | 353 | 0 | 3.3213e-05 | 3.3213e-05 | 3.3213e-05 | 353 | 30109
354 | 5.9 | 0 | 8.8411e-05 | 2.9079e-17 | 0 | 8.8411e-05 | 4.6367e-06 | 0 | 4.6367e-06 | 7.7278e-08 | 0.00023797 | 0.00023794 | 0.00023794 | 4202 | 354 | 0 | 3.3213e-05 | 3.3213e-05 | 3.3213e-05 | 354 | 30109
355 | 5.9167 | 0 | 8.8411e-05 | 2.5718e-17 | 0 | 8.8411e-05 | 4.1007e-06 | 0 | 4.1007e-06 | 6.8345e-08 | 0.000238 | 0.00023797 | 0.00023797 | 4202 | 355 | 0 | 3.3213e-05 | 3.3213e-05 | 3.3213e-05 | 355 | 30109
356 | 5.9333 | 0 | 8.8411e-05 | 2.2745e-17 | 0 | 8.8411e-05 | 3.6267e-06 | 0 | 3.6267e-06 | 6.0445e-08 | 0.00023803 | 0.000238 | 0.000238 | 4201 | 356 | 0 | 3.3213e-05 | 3.3213e-05 | 3.3213e-05 | 356 | 30109
357 | 5.95 | 0 | 8.8411e-05 | 2.0116e-17 | 0 | 8.8411e-05 | 3.2075e-06 | 0 | 3.2075e-06 | 5.3459e-08 | 0.00023806 | 0.00023803 | 0.00023803 | 4201 | 357 | 0 | 3.3213e-05 | 3.3213e-05 | 3.3213e-05 | 357 | 30109
358 | 5.9667 | 0 | 8.8411e-05 | 1.7791e-17 | 0 | 8.8411e-05 | 2.8368e-06 | 0 | 2.8368e-06 | 4.7279e-08 | 0.00023808 | 0.00023805 | 0.00023805 | 4200 | 358 | 0 | 3.3213e-05 | 3.3213e-05 | 3.3213e-05 | 358 | 30109
359 | 5.9833 | 0 | 8.8411e-05 | 1.5734e-17 | 0 | 8.8411e-05 | 2.5089e-06 | 0 | 2.5089e-06 | 4.1814e-08 | 0.0002381 | 0.00023807 | 0.00023807 | 4200 | 359 | 0 | 3.3213e-05 | 3.3213e-05 | 3.3213e-05 | 359 | 30109
360 | 6 | 0 | 8.8411e-05 | 1.3916e-17 | 0 | 8.8411e-05 | 2.2189e-06 | 0 | 2.2189e-06 | 3.6981e-08 | 0.00023812 | 0.00023809 | 0.00023809 | 4200 | 360 | 0 | 3.3213e-05 | 3.3213e-05 | 3.3213e-05 | 360 | 30109
361 | 6.0167 | 0 | 8.8411e-05 | 1.2307e-17 | 0 | 8.8411e-05 | 1.9624e-06 | 0 | 1.9624e-06 | 3.2707e-08 | 0.00023814 | 0.00023811 | 0.00023811 | 4199 | 361 | 0 | 3.3213e-05 | 3.3213e-05 | 3.3213e-05 | 361 | 30109
362 | 6.0333 | 0 | 8.8411e-05 | 1.0885e-17 | 0 | 8.8411e-05 | 1.7356e-06 | 0 | 1.7356e-06 | 2.8926e-08 | 0.00023815 | 0.00023812 | 0.00023812 | 4199 | 362 | 0 | 3.3213e-05 | 3.3213e-05 | 3.3213e-05 | 362 | 30109
363 | 6.05 | 0 | 8.8411e-05 | 9.6265e-18 | 0 | 8.8411e-05 | 1.5349e-06 | 0 | 1.5349e-06 | 2.5582e-08 | 0.00023816 | 0.00023814 | 0.00023814 | 4199 | 363 | 0 | 3.3213e-05 | 3.3213e-05 | 3.3213e-05 | 363 | 30109
364 | 6.0667 | 0 | 8.8411e-05 | 8.5138e-18 | 0 | 8.8411e-05 | 1.3575e-06 | 0 | 1.3575e-06 | 2.2625e-08 | 0.00023817 | 0.00023815 | 0.00023815 | 4199 | 364 | 0 | 3.3213e-05 | 3.3213e-05 | 3.3213e-05 | 364 | 30109
365 | 6.0833 | 0 | 8.8411e-05 | 7.5297e-18 | 0 | 8.8411e-05 | 1.2006e-06 | 0 | 1.2006e-06 | 2.001e-08 | 0.00023818 | 0.00023816 | 0.00023816 | 4198 | 365 | 0 | 3.3213e-05 | 3.3213e-05 | 3.3213e-05 | 365 | 30109
366 | 6.1 | 0 | 8.8411e-05 | 6.6593e-18 | 0 | 8.8411e-05 | 1.0618e-06 | 0 | 1.0618e-06 | 1.7697e-08 | 0.00023819 | 0.00023816 | 0.00023816 | 4198 | 366 | 0 | 3.3213e-05 | 3.3213e-05 | 3.3213e-05 | 366 | 30109
367 | 6.1167 | 0 | 8.8411e-05 | 5.8896e-18 | 0 | 8.8411e-05 | 9.391e-07 | 0 | 9.391e-07 | 1.5652e-08 | 0.0002382 | 0.00023817 | 0.00023817 | 4198 | 367 | 0 | 3.3213e-05 | 3.3213e-05 | 3.3213e-05 | 367 | 30109
368 | 6.1333 | 0 | 8.8411e-05 | 5.2088e-18 | 0 | 8.8411e-05 | 8.3055e-07 | 0 | 8.3055e-07 | 1.3842e-08 | 0.00023821 | 0.00023818 | 0.00023818 | 4198 | 368 | 0 | 3.3213e-05 | 3.3213e-05 | 3.3213e-05 | 368 | 30109
369 | 6.15 | 0 | 8.8411e-05 | 4.6067e-18 | 0 | 8.8411e-05 | 7.3455e-07 | 0 | 7.3455e-07 | 1.2242e-08 | 0.00023821 | 0.00023819 | 0.00023819 | 4198 | 369 | 0 | 3.3213e-05 | 3.3213e-05 | 3.3213e-05 | 369 | 30109
370 | 6.1667 | 0 | 8.8411e-05 | 4.0742e-18 | 0 | 8.8411e-05 | 6.4964e-07 | 0 | 6.4964e-07 | 1.0827e-08 | 0.00023822 | 0.00023819 | 0.00023819 | 4198 | 370 | 0 | 3.3213e-05 | 3.3213e-05 | 3.3213e-05 | 370 | 30109
371 | 6.1833 | 0 | 8.8411e-05 | 3.6033e-18 | 0 | 8.8411e-05 | 5.7455e-07 | 0 | 5.7455e-07 | 9.5758e-09 | 0.00023822 | 0.0002382 | 0.0002382 | 4198 | 371 | 0 | 3.3213e-05 | 3.3213e-05 | 3.3213e-05 | 371 | 30109
372 | 6.2 | 0 | 8.8411e-05 | 3.1868e-18 | 0 | 8.8411e-05 | 5.0814e-07 | 0 | 5.0814e-07 | 8.469e-09 | 0.00023823 | 0.0002382 | 0.0002382 | 4198 | 372 | 0 | 3.3213e-05 | 3.3213e-05 | 3.3213e-05 | 372 | 30109
373 | 6.2167 | 0 | 8.8411e-05 | 2.8184e-18 | 0 | 8.8411e-05 | 4.494e-07 | 0 | 4.494e-07 | 7.49e-09 | 0.00023823 | 0.0002382 | 0.0002382 | 4198 | 373 | 0 | 3.3213e-05 | 3.3213e-05 | 3.3213e-05 | 373 | 30109
374 | 6.2333 | 0 | 8.8411e-05 | 2.4927e-18 | 0 | 8.8411e-05 | 3.9746e-07 | 0 | 3.9746e-07 | 6.6243e-09 | 0.00023823 | 0.00023821 | 0.00023821 | 4198 | 374 | 0 | 3.3213e-05 | 3.3213e-05 | 3.3213e-05 | 374 | 30109
375 | 6.25 | 0 | 8.8411e-05 | 2.2045e-18 | 0 | 8.8411e-05 | 3.5152e-07 | 0 | 3.5152e-07 | 5.8586e-09 | 0.00023824 | 0.00023821 | 0.00023821 | 4197 | 375 | 0 | 3.3213e-05 | 3.3213e-05 | 3.3213e-05 | 375 | 30109
376 | 6.2667 | 0 | 8.8411e-05 | 1.9497e-18 | 0 | 8.8411e-05 | 3.1088e-07 | 0 | 3.1088e-07 | 5.1814e-09 | 0.00023824 | 0.00023821 | 0.00023821 | 4197 | 376 | 0 | 3.3213e-05 | 3.3213e-05 | 3.3213e-05 | 376 | 30109
377 | 6.2833 | 0 | 8.8411e-05 | 1.7244e-18 | 0 | 8.8411e-05 | 2.7495e-07 | 0 | 2.7495e-07 | 4.5825e-09 | 0.00023824 | 0.00023821 | 0.00023821 | 4197 | 377 | 0 | 3.3213e-05 | 3.3213e-05 | 3.3213e-05 | 377 | 30109
378 | 6.3 | 0 | 8.8411e-05 | 1.525e-18 | 0 | 8.8411e-05 | 2.4317e-07 | 0 | 2.4317e-07 | 4.0528e-09 | 0.00023824 | 0.00023822 | 0.00023822 | 4197 | 378 | 0 | 3.3213e-05 | 3.3213e-05 | 3.3213e-05 | 378 | 30109
379 | 6.3167 | 0 | 8.8411e-05 | 1.3488e-18 | 0 | 8.8411e-05 | 2.1506e-07 | 0 | 2.1506e-07 | 3.5843e-09 | 0.00023825 | 0.00023822 | 0.00023822 | 4197 | 379 | 0 | 3.3213e-05 | 3.3213e-05 | 3.3213e-05 | 379 | 30109
380 | 6.3333 | 0 | 8.8411e-05 | 1.1929e-18 | 0 | 8.8411e-05 | 1.902e-07 | 0 | 1.902e-07 | 3.17e-09 | 0.00023825 | 0.00023822 | 0.00023822 | 4197 | 380 | 0 | 3.3213e-05 | 3.3213e-05 | 3.3213e-05 | 380 | 30109
381 | 6.35 | 0 | 8.8411e-05 | 1.055e-18 | 0 | 8.8411e-05 | 1.6822e-07 | 0 | 1.6822e-07 | 2.8036e-09 | 0.00023825 | 0.00023822 | 0.00023822 | 4197 | 381 | 0 | 3.3213e-05 | 3.3213e-05 | 3.3213e-05 | 381 | 30109
382 | 6.3667 | 0 | 8.8411e-05 | 9.3303e-19 | 0 | 8.8411e-05 | 1.4877e-07 | 0 | 1.4877e-07 | 2.4795e-09 | 0.00023825 | 0.00023822 | 0.00023822 | 4197 | 382 | 0 | 3.3213e-05 | 3.3213e-05 | 3.3213e-05 | 382 | 30109
383 | 6.3833 | 0 | 8.8411e-05 | 8.2518e-19 | 0 | 8.8411e-05 | 1.3158e-07 | 0 | 1.3158e-07 | 2.1929e-09 | 0.00023825 | 0.00023822 | 0.00023822 | 4197 | 383 | 0 | 3.3213e-05 | 3.3213e-05 | 3.3213e-05 | 383 | 30109
384 | 6.4 | 0 | 8.8411e-05 | 7.298e-19 | 0 | 8.8411e-05 | 1.1637e-07 | 0 | 1.1637e-07 | 1.9395e-09 | 0.00023825 | 0.00023822 | 0.00023822 | 4197 | 384 | 0 | 3.3213e-05 | 3.3213e-05 | 3.3213e-05 | 384 | 30109
385 | 6.4167 | 0 | 8.8411e-05 | 6.4545e-19 | 0 | 8.8411e-05 | 1.0292e-07 | 0 | 1.0292e-07 | 1.7153e-09 | 0.00023825 | 0.00023822 | 0.00023822 | 4197 | 385 | 0 | 3.3213e-05 | 3.3213e-05 | 3.3213e-05 | 385 | 30109
386 | 6.4333 | 0 | 8.8411e-05 | 5.7084e-19 | 0 | 8.8411e-05 | 9.1021e-08 | 0 | 9.1021e-08 | 1.517e-09 | 0.00023825 | 0.00023823 | 0.00023823 | 4197 | 386 | 0 | 3.3213e-05 | 3.3213e-05 | 3.3213e-05 | 386 | 30109
387 | 6.45 | 0 | 8.8411e-05 | 5.0486e-19 | 0 | 8.8411e-05 | 8.05e-08 | 0 | 8.05e-08 | 1.3417e-09 | 0.00023825 | 0.00023823 | 0.00023823 | 4197 | 387 | 0 | 3.3213e-05 | 3.3213e-05 | 3.3213e-05 | 387 | 30109
388 | 6.4667 | 0 | 8.8411e-05 | 4.465e-19 | 0 | 8.8411e-05 | 7.1195e-08 | 0 | 7.1195e-08 | 1.1866e-09 | 0.00023826 | 0.00023823 | 0.00023823 | 4197 | 388 | 0 | 3.3213e-05 | 3.3213e-05 | 3.3213e-05 | 388 | 30109
389 | 6.4833 | 0 | 8.8411e-05 | 3.9489e-19 | 0 | 8.8411e-05 | 6.2965e-08 | 0 | 6.2965e-08 | 1.0494e-09 | 0.00023826 | 0.00023823 | 0.00023823 | 4197 | 389 | 0 | 3.3213e-05 | 3.3213e-05 | 3.3213e-05 | 389 | 30109
390 | 6.5 | 0 | 8.8411e-05 | 3.4924e-19 | 0 | 8.8411e-05 | 5.5687e-08 | 0 | 5.5687e-08 | 9.2812e-10 | 0.00023826 | 0.00023823 | 0.00023823 | 4197 | 390 | 0 | 3.3213e-05 | 3.3213e-05 | 3.3213e-05 | 390 | 30109
391 | 6.5167 | 0 | 8.8411e-05 | 3.0888e-19 | 0 | 8.8411e-05 | 4.925e-08 | 0 | 4.925e-08 | 8.2084e-10 | 0.00023826 | 0.00023823 | 0.00023823 | 4197 | 391 | 0 | 3.3213e-05 | 3.3213e-05 | 3.3213e-05 | 391 | 30109
392 | 6.5333 | 0 | 8.8411e-05 | 2.7317e-19 | 0 | 8.8411e-05 | 4.3558e-08 | 0 | 4.3558e-08 | 7.2596e-10 | 0.00023826 | 0.00023823 | 0.00023823 | 4197 | 392 | 0 | 3.3213e-05 | 3.3213e-05 | 3.3213e-05 | 392 | 30109
393 | 6.55 | 0 | 8.8411e-05 | 2.416e-19 | 0 | 8.8411e-05 | 3.8523e-08 | 0 | 3.8523e-08 | 6.4205e-10 | 0.00023826 | 0.00023823 | 0.00023823 | 4197 | 393 | 0 | 3.3213e-05 | 3.3213e-05 | 3.3213e-05 | 393 | 30109
394 | 6.5667 | 0 | 8.8411e-05 | 2.1367e-19 | 0 | 8.8411e-05 | 3.407e-08 | 0 | 3.407e-08 | 5.6783e-10 | 0.00023826 | 0.00023823 | 0.00023823 | 4197 | 394 | 0 | 3.3213e-05 | 3.3213e-05 | 3.3213e-05 | 394 | 30109
395 | 6.5833 | 0 | 8.8411e-05 | 1.8897e-19 | 0 | 8.8411e-05 | 3.0132e-08 | 0 | 3.0132e-08 | 5.022e-10 | 0.00023826 | 0.00023823 | 0.00023823 | 4197 | 395 | 0 | 3.3213e-05 | 3.3213e-05 | 3.3213e-05 | 395 | 30109
396 | 6.6 | 0 | 8.8411e-05 | 1.6713e-19 | 0 | 8.8411e-05 | 2.6649e-08 | 0 | 2.6649e-08 | 4.4415e-10 | 0.00023826 | 0.00023823 | 0.00023823 | 4197 | 396 | 0 | 3.3213e-05 | 3.3213e-05 | 3.3213e-05 | 396 | 30109
397 | 6.6167 | 0 | 8.8411e-05 | 1.4781e-19 | 0 | 8.8411e-05 | 2.3569e-08 | 0 | 2.3569e-08 | 3.9281e-10 | 0.00023826 | 0.00023823 | 0.00023823 | 4197 | 397 | 0 | 3.3213e-05 | 3.3213e-05 | 3.3213e-05 | 397 | 30109
398 | 6.6333 | 0 | 8.8411e-05 | 1.3073e-19 | 0 | 8.8411e-05 | 2.0844e-08 | 0 | 2.0844e-08 | 3.4741e-10 | 0.00023826 | 0.00023823 | 0.00023823 | 4197 | 398 | 0 | 3.3213e-05 | 3.3213e-05 | 3.3213e-05 | 398 | 30109
399 | 6.65 | 0 | 8.8411e-05 | 1.1562e-19 | 0 | 8.8411e-05 | 1.8435e-08 | 0 | 1.8435e-08 | 3.0725e-10 | 0.00023826 | 0.00023823 | 0.00023823 | 4197 | 399 | 0 | 3.3213e-05 | 3.3213e-05 | 3.3213e-05 | 399 | 30109
400 | 6.6667 | 0 | 8.8411e-05 | 1.0225e-19 | 0 | 8.8411e-05 | 1.6304e-08 | 0 | 1.6304e-08 | 2.7174e-10 | 0.00023826 | 0.00023823 | 0.00023823 | 4197 | 400 | 0 | 3.3213e-05 | 3.3213e-05 | 3.3213e-05 | 400 | 30109
401 | 6.6833 | 0 | 8.8411e-05 | 9.0433e-20 | 0 | 8.8411e-05 | 1.442e-08 | 0 | 1.442e-08 | 2.4033e-10 | 0.00023826 | 0.00023823 | 0.00023823 | 4197 | 401 | 0 | 3.3213e-05 | 3.3213e-05 | 3.3213e-05 | 401 | 30109
402 | 6.7 | 0 | 8.8411e-05 | 7.998e-20 | 0 | 8.8411e-05 | 1.2753e-08 | 0 | 1.2753e-08 | 2.1255e-10 | 0.00023826 | 0.00023823 | 0.00023823 | 4197 | 402 | 0 | 3.3213e-05 | 3.3213e-05 | 3.3213e-05 | 402 | 30109
403 | 6.7167 | 0 | 8.8411e-05 | 7.0735e-20 | 0 | 8.8411e-05 | 1.1279e-08 | 0 | 1.1279e-08 | 1.8798e-10 | 0.00023826 | 0.00023823 | 0.00023823 | 4197 | 403 | 0 | 3.3213e-05 | 3.3213e-05 | 3.3213e-05 | 403 | 30109
404 | 6.7333 | 0 | 8.8411e-05 | 6.2559e-20 | 0 | 8.8411e-05 | 9.975e-09 | 0 | 9.975e-09 | 1.6625e-10 | 0.00023826 | 0.00023823 | 0.00023823 | 4197 | 404 | 0 | 3.3213e-05 | 3.3213e-05 | 3.3213e-05 | 404 | 30109
405 | 6.75 | 0 | 8.8411e-05 | 5.5328e-20 | 0 | 8.8411e-05 | 8.822e-09 | 0 | 8.822e-09 | 1.4703e-10 | 0.00023826 | 0.00023823 | 0.00023823 | 4197 | 405 | 0 | 3.3213e-05 | 3.3213e-05 | 3.3213e-05 | 405 | 30109
406 | 6.7667 | 0 | 8.8411e-05 | 4.8932e-20 | 0 | 8.8411e-05 | 7.8023e-09 | 0 | 7.8023e-09 | 1.3004e-10 | 0.00023826 | 0.00023823 | 0.00023823 | 4197 | 406 | 0 | 3.3213e-05 | 3.3213e-05 | 3.3213e-05 | 406 | 30109
407 | 6.7833 | 0 | 8.8411e-05 | 4.3276e-20 | 0 | 8.8411e-05 | 6.9004e-09 | 0 | 6.9004e-09 | 1.1501e-10 | 0.00023826 | 0.00023823 | 0.00023823 | 4197 | 407 | 0 | 3.3213e-05 | 3.3213e-05 | 3.3213e-05 | 407 | 30109
408 | 6.8 | 0 | 8.8411e-05 | 3.8274e-20 | 0 | 8.8411e-05 | 6.1028e-09 | 0 | 6.1028e-09 | 1.0171e-10 | 0.00023826 | 0.00023823 | 0.00023823 | 4197 | 408 | 0 | 3.3213e-05 | 3.3213e-05 | 3.3213e-05 | 408 | 30109
409 | 6.8167 | 0 | 8.8411e-05 | 3.385e-20 | 0 | 8.8411e-05 | 5.3974e-09 | 0 | 5.3974e-09 | 8.9957e-11 | 0.00023826 | 0.00023823 | 0.00023823 | 4197 | 409 | 0 | 3.3213e-05 | 3.3213e-05 | 3.3213e-05 | 409 | 30109
410 | 6.8333 | 0 | 8.8411e-05 | 2.9937e-20 | 0 | 8.8411e-05 | 4.7735e-09 | 0 | 4.7735e-09 | 7.9559e-11 | 0.00023826 | 0.00023823 | 0.00023823 | 4197 | 410 | 0 | 3.3213e-05 | 3.3213e-05 | 3.3213e-05 | 410 | 30109
411 | 6.85 | 0 | 8.8411e-05 | 2.6477e-20 | 0 | 8.8411e-05 | 4.2218e-09 | 0 | 4.2218e-09 | 7.0363e-11 | 0.00023826 | 0.00023823 | 0.00023823 | 4197 | 411 | 0 | 3.3213e-05 | 3.3213e-05 | 3.3213e-05 | 411 | 30109
412 | 6.8667 | 0 | 8.8411e-05 | 2.3416e-20 | 0 | 8.8411e-05 | 3.7338e-09 | 0 | 3.7338e-09 | 6.223e-11 | 0.00023826 | 0.00023823 | 0.00023823 | 4197 | 412 | 0 | 3.3213e-05 | 3.3213e-05 | 3.3213e-05 | 412 | 30109
413 | 6.8833 | 0 | 8.8411e-05 | 2.071e-20 | 0 | 8.8411e-05 | 3.3022e-09 | 0 | 3.3022e-09 | 5.5037e-11 | 0.00023826 | 0.00023823 | 0.00023823 | 4197 | 413 | 0 | 3.3213e-05 | 3.3213e-05 | 3.3213e-05 | 413 | 30109
414 | 6.9 | 0 | 8.8411e-05 | 1.8316e-20 | 0 | 8.8411e-05 | 2.9205e-09 | 0 | 2.9205e-09 | 4.8675e-11 | 0.00023826 | 0.00023823 | 0.00023823 | 4197 | 414 | 0 | 3.3213e-05 | 3.3213e-05 | 3.3213e-05 | 414 | 30109
415 | 6.9167 | 0 | 8.8411e-05 | 1.6199e-20 | 0 | 8.8411e-05 | 2.5829e-09 | 0 | 2.5829e-09 | 4.3049e-11 | 0.00023826 | 0.00023823 | 0.00023823 | 4197 | 415 | 0 | 3.3213e-05 | 3.3213e-05 | 3.3213e-05 | 415 | 30109
416 | 6.9333 | 0 | 8.8411e-05 | 1.4326e-20 | 0 | 8.8411e-05 | 2.2844e-09 | 0 | 2.2844e-09 | 3.8073e-11 | 0.00023826 | 0.00023823 | 0.00023823 | 4197 | 416 | 0 | 3.3213e-05 | 3.3213e-05 | 3.3213e-05 | 416 | 30109
417 | 6.95 | 0 | 8.8411e-05 | 1.267e-20 | 0 | 8.8411e-05 | 2.0203e-09 | 0 | 2.0203e-09 | 3.3672e-11 | 0.00023826 | 0.00023823 | 0.00023823 | 4197 | 417 | 0 | 3.3213e-05 | 3.3213e-05 | 3.3213e-05 | 417 | 30109
418 | 6.9667 | 0 | 8.8411e-05 | 1.1206e-20 | 0 | 8.8411e-05 | 1.7868e-09 | 0 | 1.7868e-09 | 2.978e-11 | 0.00023826 | 0.00023823 | 0.00023823 | 4197 | 418 | 0 | 3.3213e-05 | 3.3213e-05 | 3.3213e-05 | 418 | 30109
419 | 6.9833 | 0 | 8.8411e-05 | 9.9106e-21 | 0 | 8.8411e-05 | 1.5803e-09 | 0 | 1.5803e-09 | 2.6338e-11 | 0.00023826 | 0.00023823 | 0.00023823 | 4197 | 419 | 0 | 3.3213e-05 | 3.3213e-05 | 3.3213e-05 | 419 | 30109
420 | 7 | 0 | 8.8411e-05 | 8.7651e-21 | 0 | 8.8411e-05 | 1.3976e-09 | 0 | 1.3976e-09 | 2.3293e-11 | 0.00023826 | 0.00023823 | 0.00023823 | 4197 | 420 | 0 | 3.3213e-05 | 3.3213e-05 | 3.3213e-05 | 420 | 30109
421 | 7.0167 | 0 | 8.8411e-05 | 7.7519e-21 | 0 | 8.8411e-05 | 1.236e-09 | 0 | 1.236e-09 | 2.0601e-11 | 0.00023826 | 0.00023823 | 0.00023823 | 4197 | 421 | 0 | 3.3213e-05 | 3.3213e-05 | 3.3213e-05 | 421 | 30109
422 | 7.0333 | 0 | 8.8411e-05 | 6.8559e-21 | 0 | 8.8411e-05 | 1.0932e-09 | 0 | 1.0932e-09 | 1.822e-11 | 0.00023826 | 0.00023823 | 0.00023823 | 4197 | 422 | 0 | 3.3213e-05 | 3.3213e-05 | 3.3213e-05 | 422 | 30109
423 | 7.05 | 0 | 8.8411e-05 | 6.0634e-21 | 0 | 8.8411e-05 | 9.6682e-10 | 0 | 9.6682e-10 | 1.6114e-11 | 0.00023826 | 0.00023823 | 0.00023823 | 4197 | 423 | 0 | 3.3213e-05 | 3.3213e-05 | 3.3213e-05 | 423 | 30109
424 | 7.0667 | 0 | 8.8411e-05 | 5.3626e-21 | 0 | 8.8411e-05 | 8.5506e-10 | 0 | 8.5506e-10 | 1.4251e-11 | 0.00023826 | 0.00023823 | 0.00023823 | 4197 | 424 | 0 | 3.3213e-05 | 3.3213e-05 | 3.3213e-05 | 424 | 30109
425 | 7.0833 | 0 | 8.8411e-05 | 4.7427e-21 | 0 | 8.8411e-05 | 7.5623e-10 | 0 | 7.5623e-10 | 1.2604e-11 | 0.00023826 | 0.00023823 | 0.00023823 | 4197 | 425 | 0 | 3.3213e-05 | 3.3213e-05 | 3.3213e-05 | 425 | 30109
426 | 7.1 | 0 | 8.8411e-05 | 4.1945e-21 | 0 | 8.8411e-05 | 6.6882e-10 | 0 | 6.6882e-10 | 1.1147e-11 | 0.00023826 | 0.00023823 | 0.00023823 | 4197 | 426 | 0 | 3.3213e-05 | 3.3213e-05 | 3.3213e-05 | 426 | 30109
427 | 7.1167 | 0 | 8.8411e-05 | 3.7097e-21 | 0 | 8.8411e-05 | 5.9151e-10 | 0 | 5.9151e-10 | 9.8585e-12 | 0.00023826 | 0.00023823 | 0.00023823 | 4197 | 427 | 0 | 3.3213e-05 | 3.3213e-05 | 3.3213e-05 | 427 | 30109
428 | 7.1333 | 0 | 8.8411e-05 | 3.2809e-21 | 0 | 8.8411e-05 | 5.2314e-10 | 0 | 5.2314e-10 | 8.7189e-12 | 0.00023826 | 0.00023823 | 0.00023823 | 4197 | 428 | 0 | 3.3213e-05 | 3.3213e-05 | 3.3213e-05 | 428 | 30109
429 | 7.15 | 0 | 8.8411e-05 | 2.9016e-21 | 0 | 8.8411e-05 | 4.6267e-10 | 0 | 4.6267e-10 | 7.7111e-12 | 0.00023826 | 0.00023823 | 0.00023823 | 4197 | 429 | 0 | 3.3213e-05 | 3.3213e-05 | 3.3213e-05 | 429 | 30109
430 | 7.1667 | 0 | 8.8411e-05 | 2.5662e-21 | 0 | 8.8411e-05 | 4.0919e-10 | 0 | 4.0919e-10 | 6.8198e-12 | 0.00023826 | 0.00023823 | 0.00023823 | 4197 | 430 | 0 | 3.3213e-05 | 3.3213e-05 | 3.3213e-05 | 430 | 30109
431 | 7.1833 | 0 | 8.8411e-05 | 2.2696e-21 | 0 | 8.8411e-05 | 3.6189e-10 | 0 | 3.6189e-10 | 6.0315e-12 | 0.00023826 | 0.00023823 | 0.00023823 | 4197 | 431 | 0 | 3.3213e-05 | 3.3213e-05 | 3.3213e-05 | 431 | 30109
432 | 7.2 | 0 | 8.8411e-05 | 2.0073e-21 | 0 | 8.8411e-05 | 3.2006e-10 | 0 | 3.2006e-10 | 5.3343e-12 | 0.00023826 | 0.00023823 | 0.00023823 | 4197 | 432 | 0 | 3.3213e-05 | 3.3213e-05 | 3.3213e-05 | 432 | 30109
433 | 7.2167 | 0 | 8.8411e-05 | 1.7752e-21 | 0 | 8.8411e-05 | 2.8306e-10 | 0 | 2.8306e-10 | 4.7177e-12 | 0.00023826 | 0.00023823 | 0.00023823 | 4197 | 433 | 0 | 3.3213e-05 | 3.3213e-05 | 3.3213e-05 | 433 | 30109
434 | 7.2333 | 0 | 8.8411e-05 | 1.57e-21 | 0 | 8.8411e-05 | 2.5035e-10 | 0 | 2.5035e-10 | 4.1724e-12 | 0.00023826 | 0.00023823 | 0.00023823 | 4197 | 434 | 0 | 3.3213e-05 | 3.3213e-05 | 3.3213e-05 | 434 | 30109
435 | 7.25 | 0 | 8.8411e-05 | 1.3886e-21 | 0 | 8.8411e-05 | 2.2141e-10 | 0 | 2.2141e-10 | 3.6901e-12 | 0.00023826 | 0.00023823 | 0.00023823 | 4197 | 435 | 0 | 3.3213e-05 | 3.3213e-05 | 3.3213e-05 | 435 | 30109
436 | 7.2667 | 0 | 8.8411e-05 | 1.2281e-21 | 0 | 8.8411e-05 | 1.9582e-10 | 0 | 1.9582e-10 | 3.2636e-12 | 0.00023826 | 0.00023823 | 0.00023823 | 4197 | 436 | 0 | 3.3213e-05 | 3.3213e-05 | 3.3213e-05 | 436 | 30109
437 | 7.2833 | 0 | 8.8411e-05 | 1.0861e-21 | 0 | 8.8411e-05 | 1.7318e-10 | 0 | 1.7318e-10 | 2.8864e-12 | 0.00023826 | 0.00023823 | 0.00023823 | 4197 | 437 | 0 | 3.3213e-05 | 3.3213e-05 | 3.3213e-05 | 437 | 30109
438 | 7.3 | 0 | 8.8411e-05 | 9.6057e-22 | 0 | 8.8411e-05 | 1.5316e-10 | 0 | 1.5316e-10 | 2.5527e-12 | 0.00023826 | 0.00023823 | 0.00023823 | 4197 | 438 | 0 | 3.3213e-05 | 3.3213e-05 | 3.3213e-05 | 438 | 30109
439 | 7.3167 | 0 | 8.8411e-05 | 8.4954e-22 | 0 | 8.8411e-05 | 1.3546e-10 | 0 | 1.3546e-10 | 2.2577e-12 | 0.00023826 | 0.00023823 | 0.00023823 | 4197 | 439 | 0 | 3.3213e-05 | 3.3213e-05 | 3.3213e-05 | 439 | 30109
440 | 7.3333 | 0 | 8.8411e-05 | 7.5134e-22 | 0 | 8.8411e-05 | 1.198e-10 | 0 | 1.198e-10 | 1.9967e-12 | 0.00023826 | 0.00023823 | 0.00023823 | 4197 | 440 | 0 | 3.3213e-05 | 3.3213e-05 | 3.3213e-05 | 440 | 30109
441 | 7.35 | 0 | 8.8411e-05 | 6.645e-22 | 0 | 8.8411e-05 | 1.0595e-10 | 0 | 1.0595e-10 | 1.7659e-12 | 0.00023826 | 0.00023823 | 0.00023823 | 4197 | 441 | 0 | 3.3213e-05 | 3.3213e-05 | 3.3213e-05 | 441 | 30109
442 | 7.3667 | 0 | 8.8411e-05 | 5.8769e-22 | 0 | 8.8411e-05 | 9.3707e-11 | 0 | 9.3707e-11 | 1.5618e-12 | 0.00023826 | 0.00023823 | 0.00023823 | 4197 | 442 | 0 | 3.3213e-05 | 3.3213e-05 | 3.3213e-05 | 442 | 30109
443 | 7.3833 | 0 | 8.8411e-05 | 5.1976e-22 | 0 | 8.8411e-05 | 8.2876e-11 | 0 | 8.2876e-11 | 1.3813e-12 | 0.00023826 | 0.00023823 | 0.00023823 | 4197 | 443 | 0 | 3.3213e-05 | 3.3213e-05 | 3.3213e-05 | 443 | 30109
444 | 7.4 | 0 | 8.8411e-05 | 4.5968e-22 | 0 | 8.8411e-05 | 7.3296e-11 | 0 | 7.3296e-11 | 1.2216e-12 | 0.00023826 | 0.00023823 | 0.00023823 | 4197 | 444 | 0 | 3.3213e-05 | 3.3213e-05 | 3.3213e-05 | 444 | 30109
445 | 7.4167 | 0 | 8.8411e-05 | 4.0655e-22 | 0 | 8.8411e-05 | 6.4824e-11 | 0 | 6.4824e-11 | 1.0804e-12 | 0.00023826 | 0.00023823 | 0.00023823 | 4197 | 445 | 0 | 3.3213e-05 | 3.3213e-05 | 3.3213e-05 | 445 | 30109
446 | 7.4333 | 0 | 8.8411e-05 | 3.5955e-22 | 0 | 8.8411e-05 | 5.7331e-11 | 0 | 5.7331e-11 | 9.5552e-13 | 0.00023826 | 0.00023823 | 0.00023823 | 4197 | 446 | 0 | 3.3213e-05 | 3.3213e-05 | 3.3213e-05 | 446 | 30109
447 | 7.45 | 0 | 8.8411e-05 | 3.1799e-22 | 0 | 8.8411e-05 | 5.0704e-11 | 0 | 5.0704e-11 | 8.4507e-13 | 0.00023826 | 0.00023823 | 0.00023823 | 4197 | 447 | 0 | 3.3213e-05 | 3.3213e-05 | 3.3213e-05 | 447 | 30109
448 | 7.4667 | 0 | 8.8411e-05 | 2.8124e-22 | 0 | 8.8411e-05 | 4.4843e-11 | 0 | 4.4843e-11 | 7.4739e-13 | 0.00023826 | 0.00023823 | 0.00023823 | 4197 | 448 | 0 | 3.3213e-05 | 3.3213e-05 | 3.3213e-05 | 448 | 30109
449 | 7.4833 | 0 | 8.8411e-05 | 2.4873e-22 | 0 | 8.8411e-05 | 3.966e-11 | 0 | 3.966e-11 | 6.61e-13 | 0.00023826 | 0.00023823 | 0.00023823 | 4197 | 449 | 0 | 3.3213e-05 | 3.3213e-05 | 3.3213e-05 | 449 | 30109
450 | 7.5 | 0 | 8.8411e-05 | 2.1998e-22 | 0 | 8.8411e-05 | 3.5076e-11 | 0 | 3.5076e-11 | 5.8459e-13 | 0.00023826 | 0.00023823 | 0.00023823 | 4197 | 450 | 0 | 3.3213e-05 | 3.3213e-05 | 3.3213e-05 | 450 | 30109
451 | 7.5167 | 0 | 8.8411e-05 | 1.9455e-22 | 0 | 8.8411e-05 | 3.1021e-11 | 0 | 3.1021e-11 | 5.1702e-13 | 0.00023826 | 0.00023823 | 0.00023823 | 4197 | 451 | 0 | 3.3213e-05 | 3.3213e-05 | 3.3213e-05 | 451 | 30109
452 | 7.5333 | 0 | 8.8411e-05 | 1.7206e-22 | 0 | 8.8411e-05 | 2.7436e-11 | 0 | 2.7436e-11 | 4.5726e-13 | 0.00023826 | 0.00023823 | 0.00023823 | 4197 | 452 | 0 | 3.3213e-05 | 3.3213e-05 | 3.3213e-05 | 452 | 30109
453 | 7.55 | 0 | 8.8411e-05 | 1.5217e-22 | 0 | 8.8411e-05 | 2.4264e-11 | 0 | 2.4264e-11 | 4.0441e-13 | 0.00023826 | 0.00023823 | 0.00023823 | 4197 | 453 | 0 | 3.3213e-05 | 3.3213e-05 | 3.3213e-05 | 453 | 30109
454 | 7.5667 | 0 | 8.8411e-05 | 1.3458e-22 | 0 | 8.8411e-05 | 2.146e-11 | 0 | 2.146e-11 | 3.5766e-13 | 0.00023826 | 0.00023823 | 0.00023823 | 4197 | 454 | 0 | 3.3213e-05 | 3.3213e-05 | 3.3213e-05 | 454 | 30109
455 | 7.5833 | 0 | 8.8411e-05 | 1.1903e-22 | 0 | 8.8411e-05 | 1.8979e-11 | 0 | 1.8979e-11 | 3.1632e-13 | 0.00023826 | 0.00023823 | 0.00023823 | 4197 | 455 | 0 | 3.3213e-05 | 3.3213e-05 | 3.3213e-05 | 455 | 30109
456 | 7.6 | 0 | 8.8411e-05 | 1.0527e-22 | 0 | 8.8411e-05 | 1.6785e-11 | 0 | 1.6785e-11 | 2.7976e-13 | 0.00023826 | 0.00023823 | 0.00023823 | 4197 | 456 | 0 | 3.3213e-05 | 3.3213e-05 | 3.3213e-05 | 456 | 30109
457 | 7.6167 | 0 | 8.8411e-05 | 9.3102e-23 | 0 | 8.8411e-05 | 1.4845e-11 | 0 | 1.4845e-11 | 2.4742e-13 | 0.00023826 | 0.00023823 | 0.00023823 | 4197 | 457 | 0 | 3.3213e-05 | 3.3213e-05 | 3.3213e-05 | 457 | 30109
458 | 7.6333 | 0 | 8.8411e-05 | 8.234e-23 | 0 | 8.8411e-05 | 1.3129e-11 | 0 | 1.3129e-11 | 2.1882e-13 | 0.00023826 | 0.00023823 | 0.00023823 | 4197 | 458 | 0 | 3.3213e-05 | 3.3213e-05 | 3.3213e-05 | 458 | 30109
459 | 7.65 | 0 | 8.8411e-05 | 7.2823e-23 | 0 | 8.8411e-05 | 1.1612e-11 | 0 | 1.1612e-11 | 1.9353e-13 | 0.00023826 | 0.00023823 | 0.00023823 | 4197 | 459 | 0 | 3.3213e-05 | 3.3213e-05 | 3.3213e-05 | 459 | 30109
460 | 7.6667 | 0 | 8.8411e-05 | 6.4405e-23 | 0 | 8.8411e-05 | 1.0269e-11 | 0 | 1.0269e-11 | 1.7116e-13 | 0.00023826 | 0.00023823 | 0.00023823 | 4197 | 460 | 0 | 3.3213e-05 | 3.3213e-05 | 3.3213e-05 | 460 | 30109
461 | 7.6833 | 0 | 8.8411e-05 | 5.6961e-23 | 0 | 8.8411e-05 | 9.0824e-12 | 0 | 9.0824e-12 | 1.5137e-13 | 0.00023826 | 0.00023823 | 0.00023823 | 4197 | 461 | 0 | 3.3213e-05 | 3.3213e-05 | 3.3213e-05 | 461 | 30109
462 | 7.7 | 0 | 8.8411e-05 | 5.0377e-23 | 0 | 8.8411e-05 | 8.0326e-12 | 0 | 8.0326e-12 | 1.3388e-13 | 0.00023826 | 0.00023823 | 0.00023823 | 4197 | 462 | 0 | 3.3213e-05 | 3.3213e-05 | 3.3213e-05 | 462 | 30109
463 | 7.7167 | 0 | 8.8411e-05 | 4.4554e-23 | 0 | 8.8411e-05 | 7.1041e-12 | 0 | 7.1041e-12 | 1.184e-13 | 0.00023826 | 0.00023823 | 0.00023823 | 4197 | 463 | 0 | 3.3213e-05 | 3.3213e-05 | 3.3213e-05 | 463 | 30109
464 | 7.7333 | 0 | 8.8411e-05 | 3.9404e-23 | 0 | 8.8411e-05 | 6.283e-12 | 0 | 6.283e-12 | 1.0472e-13 | 0.00023826 | 0.00023823 | 0.00023823 | 4197 | 464 | 0 | 3.3213e-05 | 3.3213e-05 | 3.3213e-05 | 464 | 30109
465 | 7.75 | 0 | 8.8411e-05 | 3.4849e-23 | 0 | 8.8411e-05 | 5.5567e-12 | 0 | 5.5567e-12 | 9.2612e-14 | 0.00023826 | 0.00023823 | 0.00023823 | 4197 | 465 | 0 | 3.3213e-05 | 3.3213e-05 | 3.3213e-05 | 465 | 30109
466 | 7.7667 | 0 | 8.8411e-05 | 3.0821e-23 | 0 | 8.8411e-05 | 4.9144e-12 | 0 | 4.9144e-12 | 8.1907e-14 | 0.00023826 | 0.00023823 | 0.00023823 | 4197 | 466 | 0 | 3.3213e-05 | 3.3213e-05 | 3.3213e-05 | 466 | 30109
467 | 7.7833 | 0 | 8.8411e-05 | 2.7258e-23 | 0 | 8.8411e-05 | 4.3464e-12 | 0 | 4.3464e-12 | 7.244e-14 | 0.00023826 | 0.00023823 | 0.00023823 | 4197 | 467 | 0 | 3.3213e-05 | 3.3213e-05 | 3.3213e-05 | 467 | 30109
468 | 7.8 | 0 | 8.8411e-05 | 2.4108e-23 | 0 | 8.8411e-05 | 3.844e-12 | 0 | 3.844e-12 | 6.4066e-14 | 0.00023826 | 0.00023823 | 0.00023823 | 4197 | 468 | 0 | 3.3213e-05 | 3.3213e-05 | 3.3213e-05 | 468 | 30109
469 | 7.8167 | 0 | 8.8411e-05 | 2.1321e-23 | 0 | 8.8411e-05 | 3.3997e-12 | 0 | 3.3997e-12 | 5.6661e-14 | 0.00023826 | 0.00023823 | 0.00023823 | 4197 | 469 | 0 | 3.3213e-05 | 3.3213e-05 | 3.3213e-05 | 469 | 30109
470 | 7.8333 | 0 | 8.8411e-05 | 1.8857e-23 | 0 | 8.8411e-05 | 3.0067e-12 | 0 | 3.0067e-12 | 5.0112e-14 | 0.00023826 | 0.00023823 | 0.00023823 | 4197 | 470 | 0 | 3.3213e-05 | 3.3213e-05 | 3.3213e-05 | 470 | 30109
471 | 7.85 | 0 | 8.8411e-05 | 1.6677e-23 | 0 | 8.8411e-05 | 2.6592e-12 | 0 | 2.6592e-12 | 4.4319e-14 | 0.00023826 | 0.00023823 | 0.00023823 | 4197 | 471 | 0 | 3.3213e-05 | 3.3213e-05 | 3.3213e-05 | 471 | 30109
472 | 7.8667 | 0 | 8.8411e-05 | 1.4749e-23 | 0 | 8.8411e-05 | 2.3518e-12 | 0 | 2.3518e-12 | 3.9196e-14 | 0.00023826 | 0.00023823 | 0.00023823 | 4197 | 472 | 0 | 3.3213e-05 | 3.3213e-05 | 3.3213e-05 | 472 | 30109
473 | 7.8833 | 0 | 8.8411e-05 | 1.3044e-23 | 0 | 8.8411e-05 | 2.0799e-12 | 0 | 2.0799e-12 | 3.4666e-14 | 0.00023826 | 0.00023823 | 0.00023823 | 4197 | 473 | 0 | 3.3213e-05 | 3.3213e-05 | 3.3213e-05 | 473 | 30109
474 | 7.9 | 0 | 8.8411e-05 | 1.1537e-23 | 0 | 8.8411e-05 | 1.8395e-12 | 0 | 1.8395e-12 | 3.0659e-14 | 0.00023826 | 0.00023823 | 0.00023823 | 4197 | 474 | 0 | 3.3213e-05 | 3.3213e-05 | 3.3213e-05 | 474 | 30109
475 | 7.9167 | 0 | 8.8411e-05 | 1.0203e-23 | 0 | 8.8411e-05 | 1.6269e-12 | 0 | 1.6269e-12 | 2.7115e-14 | 0.00023826 | 0.00023823 | 0.00023823 | 4197 | 475 | 0 | 3.3213e-05 | 3.3213e-05 | 3.3213e-05 | 475 | 30109
476 | 7.9333 | 0 | 8.8411e-05 | 9.0238e-24 | 0 | 8.8411e-05 | 1.4388e-12 | 0 | 1.4388e-12 | 2.3981e-14 | 0.00023826 | 0.00023823 | 0.00023823 | 4197 | 476 | 0 | 3.3213e-05 | 3.3213e-05 | 3.3213e-05 | 476 | 30109
477 | 7.95 | 0 | 8.8411e-05 | 7.9807e-24 | 0 | 8.8411e-05 | 1.2725e-12 | 0 | 1.2725e-12 | 2.1209e-14 | 0.00023826 | 0.00023823 | 0.00023823 | 4197 | 477 | 0 | 3.3213e-05 | 3.3213e-05 | 3.3213e-05 | 477 | 30109
478 | 7.9667 | 0 | 8.8411e-05 | 7.0582e-24 | 0 | 8.8411e-05 | 1.1254e-12 | 0 | 1.1254e-12 | 1.8757e-14 | 0.00023826 | 0.00023823 | 0.00023823 | 4197 | 478 | 0 | 3.3213e-05 | 3.3213e-05 | 3.3213e-05 | 478 | 30109
479 | 7.9833 | 0 | 8.8411e-05 | 6.2424e-24 | 0 | 8.8411e-05 | 9.9535e-13 | 0 | 9.9535e-13 | 1.6589e-14 | 0.00023826 | 0.00023823 | 0.00023823 | 4197 | 479 | 0 | 3.3213e-05 | 3.3213e-05 | 3.3213e-05 | 479 | 30109
480 | 8 | 0 | 8.8411e-05 | 5.5208e-24 | 0 | 8.8411e-05 | 8.803e-13 | 0 | 8.803e-13 | 1.4672e-14 | 0.00023826 | 0.00023823 | 0.00023823 | 4197 | 480 | 0 | 3.3213e-05 | 3.3213e-05 | 3.3213e-05 | 480 | 30109

## TECERQ4
| Enter (hr) | Exit (hr) | Erq (quanta/hr)
Susc. Occ. A | 2.5 | 3.25 | --
Inf. Occ. t(0) | 0 | 2 | 0.76216
Inf. Occ. #2 | 2 | 5.5 | 0.76216
[12 empty] | risk Erq | [5 empty] | risk Erq
| I = | 1 |  |  | Yes | [6 empty] | probability | 1 |  |  |  |  | probability | 1
|  | Inf. Occ. t(0) | Inf. Occ. t(0) | Inf. Occ. t(0) | Inf. Occ. #2 | Inf. Occ #2 | Inf. Occ #2 | no | Total | Continuous Occupancy | [5 empty] | Susceptible Occupant A
time (min) | time (hr) | quanta/hr | quanta/m3 occ | quanta/m3 | quanta/hr | quanta/m3 occ | quanta/m3 | quanta/m3 | quanta/m3 | n(t)dt | Dq | PI | R | Occupancy | time (min) | n(t)dt | Dq | PI | R | time (min) | Occupancy
0.1 | 0.0016667 | 0.76216 | 6.3762e-06 | 6.3762e-06 | 0 | 0 | 0 | 0 | 6.3762e-06 | [10 empty] | 0.1
1 | 0.016667 | 0.76216 | 6.0371e-05 | 6.0371e-05 | 0 | 0 | 0 | 0 | 6.0371e-05 | 9.0557e-07 | 4.4373e-07 | 4.4373e-07 | 4.4373e-07 | 2253633 | 1 | 0 | 0 | 0 | 1e-20 | 1 | 99999
2 | 0.033333 | 0.76216 | 0.00011376 | 0.00011376 | 0 | 0 | 0 | 0 | 0.00011376 | 1.8961e-06 | 1.3728e-06 | 1.3728e-06 | 1.3728e-06 | 728438 | 2 | 0 | 0 | 0 | 1e-20 | 2 | 99999
3 | 0.05 | 0.76216 | 0.00016099 | 0.00016099 | 0 | 0 | 0 | 0 | 0.00016099 | 2.6831e-06 | 2.6875e-06 | 2.6875e-06 | 2.6875e-06 | 372091 | 3 | 0 | 0 | 0 | 1e-20 | 3 | 99999
4 | 0.066667 | 0.76216 | 0.00020275 | 0.00020275 | 0 | 0 | 0 | 0 | 0.00020275 | 3.3791e-06 | 4.3433e-06 | 4.3433e-06 | 4.3433e-06 | 230240 | 4 | 0 | 0 | 0 | 1e-20 | 4 | 99999
5 | 0.083333 | 0.76216 | 0.00023968 | 0.00023968 | 0 | 0 | 0 | 0 | 0.00023968 | 3.9947e-06 | 6.3007e-06 | 6.3007e-06 | 6.3007e-06 | 158712 | 5 | 0 | 0 | 0 | 1e-20 | 5 | 99999
6 | 0.1 | 0.76216 | 0.00027235 | 0.00027235 | 0 | 0 | 0 | 0 | 0.00027235 | 4.5392e-06 | 8.5249e-06 | 8.5249e-06 | 8.5249e-06 | 117303 | 6 | 0 | 0 | 0 | 1e-20 | 6 | 99999
7 | 0.11667 | 0.76216 | 0.00030124 | 0.00030124 | 0 | 0 | 0 | 0 | 0.00030124 | 5.0207e-06 | 1.0985e-05 | 1.0985e-05 | 1.0985e-05 | 91033 | 7 | 0 | 0 | 0 | 1e-20 | 7 | 99999
8 | 0.13333 | 0.76216 | 0.00032679 | 0.00032679 | 0 | 0 | 0 | 0 | 0.00032679 | 5.4465e-06 | 1.3654e-05 | 1.3654e-05 | 1.3654e-05 | 73239 | 8 | 0 | 0 | 0 | 1e-20 | 8 | 99999
9 | 0.15 | 0.76216 | 0.00034939 | 0.00034939 | 0 | 0 | 0 | 0 | 0.00034939 | 5.8232e-06 | 1.6507e-05 | 1.6507e-05 | 1.6507e-05 | 60580 | 9 | 0 | 0 | 0 | 1e-20 | 9 | 99999
10 | 0.16667 | 0.76216 | 0.00036938 | 0.00036938 | 0 | 0 | 0 | 0 | 0.00036938 | 6.1563e-06 | 1.9524e-05 | 1.9524e-05 | 1.9524e-05 | 51220 | 10 | 0 | 0 | 0 | 1e-20 | 10 | 99999
11 | 0.18333 | 0.76216 | 0.00038705 | 0.00038705 | 0 | 0 | 0 | 0 | 0.00038705 | 6.4508e-06 | 2.2685e-05 | 2.2684e-05 | 2.2684e-05 | 44083 | 11 | 0 | 0 | 0 | 1e-20 | 11 | 99999
12 | 0.2 | 0.76216 | 0.00040268 | 0.00040268 | 0 | 0 | 0 | 0 | 0.00040268 | 6.7114e-06 | 2.5973e-05 | 2.5973e-05 | 2.5973e-05 | 38501 | 12 | 0 | 0 | 0 | 1e-20 | 12 | 99999
13 | 0.21667 | 0.76216 | 0.00041651 | 0.00041651 | 0 | 0 | 0 | 0 | 0.00041651 | 6.9418e-06 | 2.9375e-05 | 2.9374e-05 | 2.9374e-05 | 34043 | 13 | 0 | 0 | 0 | 1e-20 | 13 | 99999
14 | 0.23333 | 0.76216 | 0.00042874 | 0.00042874 | 0 | 0 | 0 | 0 | 0.00042874 | 7.1456e-06 | 3.2876e-05 | 3.2876e-05 | 3.2876e-05 | 30417 | 14 | 0 | 0 | 0 | 1e-20 | 14 | 99999
15 | 0.25 | 0.76216 | 0.00043955 | 0.00043955 | 0 | 0 | 0 | 0 | 0.00043955 | 7.3258e-06 | 3.6466e-05 | 3.6465e-05 | 3.6465e-05 | 27423 | 15 | 0 | 0 | 0 | 1e-20 | 15 | 99999
16 | 0.26667 | 0.76216 | 0.00044911 | 0.00044911 | 0 | 0 | 0 | 0 | 0.00044911 | 7.4852e-06 | 4.0133e-05 | 4.0133e-05 | 4.0133e-05 | 24917 | 16 | 0 | 0 | 0 | 1e-20 | 16 | 99999
17 | 0.28333 | 0.76216 | 0.00045757 | 0.00045757 | 0 | 0 | 0 | 0 | 0.00045757 | 7.6262e-06 | 4.387e-05 | 4.3869e-05 | 4.3869e-05 | 22794 | 17 | 0 | 0 | 0 | 1e-20 | 17 | 99999
18 | 0.3 | 0.76216 | 0.00046505 | 0.00046505 | 0 | 0 | 0 | 0 | 0.00046505 | 7.7509e-06 | 4.7668e-05 | 4.7667e-05 | 4.7667e-05 | 20978 | 18 | 0 | 0 | 0 | 1e-20 | 18 | 99999
19 | 0.31667 | 0.76216 | 0.00047167 | 0.00047167 | 0 | 0 | 0 | 0 | 0.00047167 | 7.8612e-06 | 5.152e-05 | 5.1519e-05 | 5.1519e-05 | 19410 | 19 | 0 | 0 | 0 | 1e-20 | 19 | 99999
20 | 0.33333 | 0.76216 | 0.00047752 | 0.00047752 | 0 | 0 | 0 | 0 | 0.00047752 | 7.9587e-06 | 5.542e-05 | 5.5418e-05 | 5.5418e-05 | 18044 | 20 | 0 | 0 | 0 | 1e-20 | 20 | 99999
21 | 0.35 | 0.76216 | 0.0004827 | 0.0004827 | 0 | 0 | 0 | 0 | 0.0004827 | 8.0449e-06 | 5.9362e-05 | 5.936e-05 | 5.936e-05 | 16846 | 21 | 0 | 0 | 0 | 1e-20 | 21 | 99999
22 | 0.36667 | 0.76216 | 0.00048727 | 0.00048727 | 0 | 0 | 0 | 0 | 0.00048727 | 8.1212e-06 | 6.3341e-05 | 6.3339e-05 | 6.3339e-05 | 15787 | 22 | 0 | 0 | 0 | 1e-20 | 22 | 99999
23 | 0.38333 | 0.76216 | 0.00049132 | 0.00049132 | 0 | 0 | 0 | 0 | 0.00049132 | 8.1887e-06 | 6.7354e-05 | 6.7352e-05 | 6.7352e-05 | 14847 | 23 | 0 | 0 | 0 | 1e-20 | 23 | 99999
24 | 0.4 | 0.76216 | 0.0004949 | 0.0004949 | 0 | 0 | 0 | 0 | 0.0004949 | 8.2483e-06 | 7.1396e-05 | 7.1393e-05 | 7.1393e-05 | 14006 | 24 | 0 | 0 | 0 | 1e-20 | 24 | 99999
25 | 0.41667 | 0.76216 | 0.00049807 | 0.00049807 | 0 | 0 | 0 | 0 | 0.00049807 | 8.3011e-06 | 7.5463e-05 | 7.546e-05 | 7.546e-05 | 13252 | 25 | 0 | 0 | 0 | 1e-20 | 25 | 99999
26 | 0.43333 | 0.76216 | 0.00050087 | 0.00050087 | 0 | 0 | 0 | 0 | 0.00050087 | 8.3478e-06 | 7.9553e-05 | 7.955e-05 | 7.955e-05 | 12570 | 26 | 0 | 0 | 0 | 1e-20 | 26 | 99999
27 | 0.45 | 0.76216 | 0.00050334 | 0.00050334 | 0 | 0 | 0 | 0 | 0.00050334 | 8.3891e-06 | 8.3664e-05 | 8.3661e-05 | 8.3661e-05 | 11953 | 27 | 0 | 0 | 0 | 1e-20 | 27 | 99999
28 | 0.46667 | 0.76216 | 0.00050553 | 0.00050553 | 0 | 0 | 0 | 0 | 0.00050553 | 8.4256e-06 | 8.7793e-05 | 8.7789e-05 | 8.7789e-05 | 11390 | 28 | 0 | 0 | 0 | 1e-20 | 28 | 99999
29 | 0.48333 | 0.76216 | 0.00050747 | 0.00050747 | 0 | 0 | 0 | 0 | 0.00050747 | 8.4578e-06 | 9.1937e-05 | 9.1933e-05 | 9.1933e-05 | 10877 | 29 | 0 | 0 | 0 | 1e-20 | 29 | 99999
30 | 0.5 | 0.76216 | 0.00050918 | 0.00050918 | 0 | 0 | 0 | 0 | 0.00050918 | 8.4864e-06 | 9.6095e-05 | 9.6091e-05 | 9.6091e-05 | 10406 | 30 | 0 | 0 | 0 | 1e-20 | 30 | 99999
31 | 0.51667 | 0.76216 | 0.0005107 | 0.0005107 | 0 | 0 | 0 | 0 | 0.0005107 | 8.5116e-06 | 0.00010027 | 0.00010026 | 0.00010026 | 9973 | 31 | 0 | 0 | 0 | 1e-20 | 31 | 99999
32 | 0.53333 | 0.76216 | 0.00051204 | 0.00051204 | 0 | 0 | 0 | 0 | 0.00051204 | 8.534e-06 | 0.00010445 | 0.00010444 | 0.00010444 | 9574 | 32 | 0 | 0 | 0 | 1e-20 | 32 | 99999
33 | 0.55 | 0.76216 | 0.00051322 | 0.00051322 | 0 | 0 | 0 | 0 | 0.00051322 | 8.5537e-06 | 0.00010864 | 0.00010863 | 0.00010863 | 9205 | 33 | 0 | 0 | 0 | 1e-20 | 33 | 99999
34 | 0.56667 | 0.76216 | 0.00051427 | 0.00051427 | 0 | 0 | 0 | 0 | 0.00051427 | 8.5712e-06 | 0.00011284 | 0.00011283 | 0.00011283 | 8862 | 34 | 0 | 0 | 0 | 1e-20 | 34 | 99999
35 | 0.58333 | 0.76216 | 0.0005152 | 0.0005152 | 0 | 0 | 0 | 0 | 0.0005152 | 8.5867e-06 | 0.00011705 | 0.00011704 | 0.00011704 | 8544 | 35 | 0 | 0 | 0 | 1e-20 | 35 | 99999
36 | 0.6 | 0.76216 | 0.00051602 | 0.00051602 | 0 | 0 | 0 | 0 | 0.00051602 | 8.6003e-06 | 0.00012126 | 0.00012125 | 0.00012125 | 8247 | 36 | 0 | 0 | 0 | 1e-20 | 36 | 99999
37 | 0.61667 | 0.76216 | 0.00051674 | 0.00051674 | 0 | 0 | 0 | 0 | 0.00051674 | 8.6124e-06 | 0.00012548 | 0.00012547 | 0.00012547 | 7969 | 37 | 0 | 0 | 0 | 1e-20 | 37 | 99999
38 | 0.63333 | 0.76216 | 0.00051739 | 0.00051739 | 0 | 0 | 0 | 0 | 0.00051739 | 8.6231e-06 | 0.00012971 | 0.0001297 | 0.0001297 | 7710 | 38 | 0 | 0 | 0 | 1e-20 | 38 | 99999
39 | 0.65 | 0.76216 | 0.00051795 | 0.00051795 | 0 | 0 | 0 | 0 | 0.00051795 | 8.6325e-06 | 0.00013394 | 0.00013393 | 0.00013393 | 7466 | 39 | 0 | 0 | 0 | 1e-20 | 39 | 99999
40 | 0.66667 | 0.76216 | 0.00051845 | 0.00051845 | 0 | 0 | 0 | 0 | 0.00051845 | 8.6409e-06 | 0.00013817 | 0.00013816 | 0.00013816 | 7237 | 40 | 0 | 0 | 0 | 1e-20 | 40 | 99999
41 | 0.68333 | 0.76216 | 0.0005189 | 0.0005189 | 0 | 0 | 0 | 0 | 0.0005189 | 8.6483e-06 | 0.00014241 | 0.0001424 | 0.0001424 | 7022 | 41 | 0 | 0 | 0 | 1e-20 | 41 | 99999
42 | 0.7 | 0.76216 | 0.00051929 | 0.00051929 | 0 | 0 | 0 | 0 | 0.00051929 | 8.6548e-06 | 0.00014665 | 0.00014664 | 0.00014664 | 6819 | 42 | 0 | 0 | 0 | 1e-20 | 42 | 99999
43 | 0.71667 | 0.76216 | 0.00051964 | 0.00051964 | 0 | 0 | 0 | 0 | 0.00051964 | 8.6606e-06 | 0.00015089 | 0.00015088 | 0.00015088 | 6627 | 43 | 0 | 0 | 0 | 1e-20 | 43 | 99999
44 | 0.73333 | 0.76216 | 0.00051994 | 0.00051994 | 0 | 0 | 0 | 0 | 0.00051994 | 8.6657e-06 | 0.00015514 | 0.00015513 | 0.00015513 | 6446 | 44 | 0 | 0 | 0 | 1e-20 | 44 | 99999
45 | 0.75 | 0.76216 | 0.00052022 | 0.00052022 | 0 | 0 | 0 | 0 | 0.00052022 | 8.6703e-06 | 0.00015939 | 0.00015937 | 0.00015937 | 6274 | 45 | 0 | 0 | 0 | 1e-20 | 45 | 99999
46 | 0.76667 | 0.76216 | 0.00052046 | 0.00052046 | 0 | 0 | 0 | 0 | 0.00052046 | 8.6743e-06 | 0.00016364 | 0.00016362 | 0.00016362 | 6111 | 46 | 0 | 0 | 0 | 1e-20 | 46 | 99999
47 | 0.78333 | 0.76216 | 0.00052067 | 0.00052067 | 0 | 0 | 0 | 0 | 0.00052067 | 8.6778e-06 | 0.00016789 | 0.00016788 | 0.00016788 | 5956 | 47 | 0 | 0 | 0 | 1e-20 | 47 | 99999
48 | 0.8 | 0.76216 | 0.00052086 | 0.00052086 | 0 | 0 | 0 | 0 | 0.00052086 | 8.6809e-06 | 0.00017214 | 0.00017213 | 0.00017213 | 5809 | 48 | 0 | 0 | 0 | 1e-20 | 48 | 99999
49 | 0.81667 | 0.76216 | 0.00052102 | 0.00052102 | 0 | 0 | 0 | 0 | 0.00052102 | 8.6837e-06 | 0.0001764 | 0.00017638 | 0.00017638 | 5669 | 49 | 0 | 0 | 0 | 1e-20 | 49 | 99999
50 | 0.83333 | 0.76216 | 0.00052117 | 0.00052117 | 0 | 0 | 0 | 0 | 0.00052117 | 8.6861e-06 | 0.00018065 | 0.00018064 | 0.00018064 | 5535 | 50 | 0 | 0 | 0 | 1e-20 | 50 | 99999
51 | 0.85 | 0.76216 | 0.0005213 | 0.0005213 | 0 | 0 | 0 | 0 | 0.0005213 | 8.6883e-06 | 0.00018491 | 0.00018489 | 0.00018489 | 5408 | 51 | 0 | 0 | 0 | 1e-20 | 51 | 99999
52 | 0.86667 | 0.76216 | 0.00052141 | 0.00052141 | 0 | 0 | 0 | 0 | 0.00052141 | 8.6902e-06 | 0.00018917 | 0.00018915 | 0.00018915 | 5286 | 52 | 0 | 0 | 0 | 1e-20 | 52 | 99999
53 | 0.88333 | 0.76216 | 0.00052151 | 0.00052151 | 0 | 0 | 0 | 0 | 0.00052151 | 8.6919e-06 | 0.00019343 | 0.00019341 | 0.00019341 | 5170 | 53 | 0 | 0 | 0 | 1e-20 | 53 | 99999
54 | 0.9 | 0.76216 | 0.0005216 | 0.0005216 | 0 | 0 | 0 | 0 | 0.0005216 | 8.6934e-06 | 0.00019769 | 0.00019767 | 0.00019767 | 5058 | 54 | 0 | 0 | 0 | 1e-20 | 54 | 99999
55 | 0.91667 | 0.76216 | 0.00052168 | 0.00052168 | 0 | 0 | 0 | 0 | 0.00052168 | 8.6947e-06 | 0.00020195 | 0.00020193 | 0.00020193 | 4952 | 55 | 0 | 0 | 0 | 1e-20 | 55 | 99999
56 | 0.93333 | 0.76216 | 0.00052175 | 0.00052175 | 0 | 0 | 0 | 0 | 0.00052175 | 8.6959e-06 | 0.00020621 | 0.00020619 | 0.00020619 | 4849 | 56 | 0 | 0 | 0 | 1e-20 | 56 | 99999
57 | 0.95 | 0.76216 | 0.00052182 | 0.00052182 | 0 | 0 | 0 | 0 | 0.00052182 | 8.6969e-06 | 0.00021047 | 0.00021045 | 0.00021045 | 4751 | 57 | 0 | 0 | 0 | 1e-20 | 57 | 99999
58 | 0.96667 | 0.76216 | 0.00052187 | 0.00052187 | 0 | 0 | 0 | 0 | 0.00052187 | 8.6979e-06 | 0.00021473 | 0.00021471 | 0.00021471 | 4657 | 58 | 0 | 0 | 0 | 1e-20 | 58 | 99999
59 | 0.98333 | 0.76216 | 0.00052192 | 0.00052192 | 0 | 0 | 0 | 0 | 0.00052192 | 8.6987e-06 | 0.000219 | 0.00021897 | 0.00021897 | 4566 | 59 | 0 | 0 | 0 | 1e-20 | 59 | 99999
60 | 1 | 0.76216 | 0.00052196 | 0.00052196 | 0 | 0 | 0 | 0 | 0.00052196 | 8.6994e-06 | 0.00022326 | 0.00022323 | 0.00022323 | 4479 | 60 | 0 | 0 | 0 | 1e-20 | 60 | 99999
61 | 1.0167 | 0.76216 | 0.000522 | 0.000522 | 0 | 0 | 0 | 0 | 0.000522 | 8.7e-06 | 0.00022752 | 0.0002275 | 0.0002275 | 4395 | 61 | 0 | 0 | 0 | 1e-20 | 61 | 99999
62 | 1.0333 | 0.76216 | 0.00052203 | 0.00052203 | 0 | 0 | 0 | 0 | 0.00052203 | 8.7006e-06 | 0.00023178 | 0.00023176 | 0.00023176 | 4314 | 62 | 0 | 0 | 0 | 1e-20 | 62 | 99999
63 | 1.05 | 0.76216 | 0.00052206 | 0.00052206 | 0 | 0 | 0 | 0 | 0.00052206 | 8.7011e-06 | 0.00023605 | 0.00023602 | 0.00023602 | 4236 | 63 | 0 | 0 | 0 | 1e-20 | 63 | 99999
64 | 1.0667 | 0.76216 | 0.00052209 | 0.00052209 | 0 | 0 | 0 | 0 | 0.00052209 | 8.7015e-06 | 0.00024031 | 0.00024028 | 0.00024028 | 4161 | 64 | 0 | 0 | 0 | 1e-20 | 64 | 99999
65 | 1.0833 | 0.76216 | 0.00052211 | 0.00052211 | 0 | 0 | 0 | 0 | 0.00052211 | 8.7019e-06 | 0.00024458 | 0.00024455 | 0.00024455 | 4089 | 65 | 0 | 0 | 0 | 1e-20 | 65 | 99999
66 | 1.1 | 0.76216 | 0.00052213 | 0.00052213 | 0 | 0 | 0 | 0 | 0.00052213 | 8.7022e-06 | 0.00024884 | 0.00024881 | 0.00024881 | 4019 | 66 | 0 | 0 | 0 | 1e-20 | 66 | 99999
67 | 1.1167 | 0.76216 | 0.00052215 | 0.00052215 | 0 | 0 | 0 | 0 | 0.00052215 | 8.7025e-06 | 0.0002531 | 0.00025307 | 0.00025307 | 3951 | 67 | 0 | 0 | 0 | 1e-20 | 67 | 99999
68 | 1.1333 | 0.76216 | 0.00052217 | 0.00052217 | 0 | 0 | 0 | 0 | 0.00052217 | 8.7028e-06 | 0.00025737 | 0.00025734 | 0.00025734 | 3885 | 68 | 0 | 0 | 0 | 1e-20 | 68 | 99999
69 | 1.15 | 0.76216 | 0.00052218 | 0.00052218 | 0 | 0 | 0 | 0 | 0.00052218 | 8.703e-06 | 0.00026163 | 0.0002616 | 0.0002616 | 3822 | 69 | 0 | 0 | 0 | 1e-20 | 69 | 99999
70 | 1.1667 | 0.76216 | 0.0005222 | 0.0005222 | 0 | 0 | 0 | 0 | 0.0005222 | 8.7033e-06 | 0.0002659 | 0.00026586 | 0.00026586 | 3761 | 70 | 0 | 0 | 0 | 1e-20 | 70 | 99999
71 | 1.1833 | 0.76216 | 0.00052221 | 0.00052221 | 0 | 0 | 0 | 0 | 0.00052221 | 8.7034e-06 | 0.00027016 | 0.00027013 | 0.00027013 | 3701 | 71 | 0 | 0 | 0 | 1e-20 | 71 | 99999
72 | 1.2 | 0.76216 | 0.00052222 | 0.00052222 | 0 | 0 | 0 | 0 | 0.00052222 | 8.7036e-06 | 0.00027443 | 0.00027439 | 0.00027439 | 3644 | 72 | 0 | 0 | 0 | 1e-20 | 72 | 99999
73 | 1.2167 | 0.76216 | 0.00052223 | 0.00052223 | 0 | 0 | 0 | 0 | 0.00052223 | 8.7038e-06 | 0.00027869 | 0.00027865 | 0.00027865 | 3588 | 73 | 0 | 0 | 0 | 1e-20 | 73 | 99999
74 | 1.2333 | 0.76216 | 0.00052223 | 0.00052223 | 0 | 0 | 0 | 0 | 0.00052223 | 8.7039e-06 | 0.00028296 | 0.00028292 | 0.00028292 | 3534 | 74 | 0 | 0 | 0 | 1e-20 | 74 | 99999
75 | 1.25 | 0.76216 | 0.00052224 | 0.00052224 | 0 | 0 | 0 | 0 | 0.00052224 | 8.704e-06 | 0.00028722 | 0.00028718 | 0.00028718 | 3482 | 75 | 0 | 0 | 0 | 1e-20 | 75 | 99999
76 | 1.2667 | 0.76216 | 0.00052225 | 0.00052225 | 0 | 0 | 0 | 0 | 0.00052225 | 8.7041e-06 | 0.00029149 | 0.00029144 | 0.00029144 | 3431 | 76 | 0 | 0 | 0 | 1e-20 | 76 | 99999
77 | 1.2833 | 0.76216 | 0.00052225 | 0.00052225 | 0 | 0 | 0 | 0 | 0.00052225 | 8.7042e-06 | 0.00029575 | 0.00029571 | 0.00029571 | 3381 | 77 | 0 | 0 | 0 | 1e-20 | 77 | 99999
78 | 1.3 | 0.76216 | 0.00052226 | 0.00052226 | 0 | 0 | 0 | 0 | 0.00052226 | 8.7043e-06 | 0.00030002 | 0.00029997 | 0.00029997 | 3333 | 78 | 0 | 0 | 0 | 1e-20 | 78 | 99999
79 | 1.3167 | 0.76216 | 0.00052226 | 0.00052226 | 0 | 0 | 0 | 0 | 0.00052226 | 8.7043e-06 | 0.00030428 | 0.00030424 | 0.00030424 | 3286 | 79 | 0 | 0 | 0 | 1e-20 | 79 | 99999
80 | 1.3333 | 0.76216 | 0.00052226 | 0.00052226 | 0 | 0 | 0 | 0 | 0.00052226 | 8.7044e-06 | 0.00030855 | 0.0003085 | 0.0003085 | 3241 | 80 | 0 | 0 | 0 | 1e-20 | 80 | 99999
81 | 1.35 | 0.76216 | 0.00052227 | 0.00052227 | 0 | 0 | 0 | 0 | 0.00052227 | 8.7044e-06 | 0.00031281 | 0.00031276 | 0.00031276 | 3197 | 81 | 0 | 0 | 0 | 1e-20 | 81 | 99999
82 | 1.3667 | 0.76216 | 0.00052227 | 0.00052227 | 0 | 0 | 0 | 0 | 0.00052227 | 8.7045e-06 | 0.00031708 | 0.00031703 | 0.00031703 | 3154 | 82 | 0 | 0 | 0 | 1e-20 | 82 | 99999
83 | 1.3833 | 0.76216 | 0.00052227 | 0.00052227 | 0 | 0 | 0 | 0 | 0.00052227 | 8.7045e-06 | 0.00032134 | 0.00032129 | 0.00032129 | 3112 | 83 | 0 | 0 | 0 | 1e-20 | 83 | 99999
84 | 1.4 | 0.76216 | 0.00052227 | 0.00052227 | 0 | 0 | 0 | 0 | 0.00052227 | 8.7046e-06 | 0.00032561 | 0.00032555 | 0.00032555 | 3071 | 84 | 0 | 0 | 0 | 1e-20 | 84 | 99999
85 | 1.4167 | 0.76216 | 0.00052228 | 0.00052228 | 0 | 0 | 0 | 0 | 0.00052228 | 8.7046e-06 | 0.00032987 | 0.00032982 | 0.00032982 | 3031 | 85 | 0 | 0 | 0 | 1e-20 | 85 | 99999
86 | 1.4333 | 0.76216 | 0.00052228 | 0.00052228 | 0 | 0 | 0 | 0 | 0.00052228 | 8.7046e-06 | 0.00033414 | 0.00033408 | 0.00033408 | 2993 | 86 | 0 | 0 | 0 | 1e-20 | 86 | 99999
87 | 1.45 | 0.76216 | 0.00052228 | 0.00052228 | 0 | 0 | 0 | 0 | 0.00052228 | 8.7047e-06 | 0.0003384 | 0.00033835 | 0.00033835 | 2955 | 87 | 0 | 0 | 0 | 1e-20 | 87 | 99999
88 | 1.4667 | 0.76216 | 0.00052228 | 0.00052228 | 0 | 0 | 0 | 0 | 0.00052228 | 8.7047e-06 | 0.00034267 | 0.00034261 | 0.00034261 | 2918 | 88 | 0 | 0 | 0 | 1e-20 | 88 | 99999
89 | 1.4833 | 0.76216 | 0.00052228 | 0.00052228 | 0 | 0 | 0 | 0 | 0.00052228 | 8.7047e-06 | 0.00034693 | 0.00034687 | 0.00034687 | 2882 | 89 | 0 | 0 | 0 | 1e-20 | 89 | 99999
90 | 1.5 | 0.76216 | 0.00052228 | 0.00052228 | 0 | 0 | 0 | 0 | 0.00052228 | 8.7047e-06 | 0.0003512 | 0.00035114 | 0.00035114 | 2847 | 90 | 0 | 0 | 0 | 1e-20 | 90 | 99999
91 | 1.5167 | 0.76216 | 0.00052228 | 0.00052228 | 0 | 0 | 0 | 0 | 0.00052228 | 8.7047e-06 | 0.00035547 | 0.0003554 | 0.0003554 | 2813 | 91 | 0 | 0 | 0 | 1e-20 | 91 | 99999
92 | 1.5333 | 0.76216 | 0.00052229 | 0.00052229 | 0 | 0 | 0 | 0 | 0.00052229 | 8.7048e-06 | 0.00035973 | 0.00035967 | 0.00035967 | 2780 | 92 | 0 | 0 | 0 | 1e-20 | 92 | 99999
93 | 1.55 | 0.76216 | 0.00052229 | 0.00052229 | 0 | 0 | 0 | 0 | 0.00052229 | 8.7048e-06 | 0.000364 | 0.00036393 | 0.00036393 | 2747 | 93 | 0 | 0 | 0 | 1e-20 | 93 | 99999
94 | 1.5667 | 0.76216 | 0.00052229 | 0.00052229 | 0 | 0 | 0 | 0 | 0.00052229 | 8.7048e-06 | 0.00036826 | 0.00036819 | 0.00036819 | 2715 | 94 | 0 | 0 | 0 | 1e-20 | 94 | 99999
95 | 1.5833 | 0.76216 | 0.00052229 | 0.00052229 | 0 | 0 | 0 | 0 | 0.00052229 | 8.7048e-06 | 0.00037253 | 0.00037246 | 0.00037246 | 2684 | 95 | 0 | 0 | 0 | 1e-20 | 95 | 99999
96 | 1.6 | 0.76216 | 0.00052229 | 0.00052229 | 0 | 0 | 0 | 0 | 0.00052229 | 8.7048e-06 | 0.00037679 | 0.00037672 | 0.00037672 | 2654 | 96 | 0 | 0 | 0 | 1e-20 | 96 | 99999
97 | 1.6167 | 0.76216 | 0.00052229 | 0.00052229 | 0 | 0 | 0 | 0 | 0.00052229 | 8.7048e-06 | 0.00038106 | 0.00038098 | 0.00038098 | 2624 | 97 | 0 | 0 | 0 | 1e-20 | 97 | 99999
98 | 1.6333 | 0.76216 | 0.00052229 | 0.00052229 | 0 | 0 | 0 | 0 | 0.00052229 | 8.7048e-06 | 0.00038532 | 0.00038525 | 0.00038525 | 2595 | 98 | 0 | 0 | 0 | 1e-20 | 98 | 99999
99 | 1.65 | 0.76216 | 0.00052229 | 0.00052229 | 0 | 0 | 0 | 0 | 0.00052229 | 8.7048e-06 | 0.00038959 | 0.00038951 | 0.00038951 | 2567 | 99 | 0 | 0 | 0 | 1e-20 | 99 | 99999
100 | 1.6667 | 0.76216 | 0.00052229 | 0.00052229 | 0 | 0 | 0 | 0 | 0.00052229 | 8.7048e-06 | 0.00039385 | 0.00039378 | 0.00039378 | 2539 | 100 | 0 | 0 | 0 | 1e-20 | 100 | 99999
101 | 1.6833 | 0.76216 | 0.00052229 | 0.00052229 | 0 | 0 | 0 | 0 | 0.00052229 | 8.7048e-06 | 0.00039812 | 0.00039804 | 0.00039804 | 2512 | 101 | 0 | 0 | 0 | 1e-20 | 101 | 99999
102 | 1.7 | 0.76216 | 0.00052229 | 0.00052229 | 0 | 0 | 0 | 0 | 0.00052229 | 8.7048e-06 | 0.00040238 | 0.0004023 | 0.0004023 | 2485 | 102 | 0 | 0 | 0 | 1e-20 | 102 | 99999
103 | 1.7167 | 0.76216 | 0.00052229 | 0.00052229 | 0 | 0 | 0 | 0 | 0.00052229 | 8.7048e-06 | 0.00040665 | 0.00040657 | 0.00040657 | 2459 | 103 | 0 | 0 | 0 | 1e-20 | 103 | 99999
104 | 1.7333 | 0.76216 | 0.00052229 | 0.00052229 | 0 | 0 | 0 | 0 | 0.00052229 | 8.7048e-06 | 0.00041091 | 0.00041083 | 0.00041083 | 2434 | 104 | 0 | 0 | 0 | 1e-20 | 104 | 99999
105 | 1.75 | 0.76216 | 0.00052229 | 0.00052229 | 0 | 0 | 0 | 0 | 0.00052229 | 8.7048e-06 | 0.00041518 | 0.00041509 | 0.00041509 | 2409 | 105 | 0 | 0 | 0 | 1e-20 | 105 | 99999
106 | 1.7667 | 0.76216 | 0.00052229 | 0.00052229 | 0 | 0 | 0 | 0 | 0.00052229 | 8.7048e-06 | 0.00041945 | 0.00041936 | 0.00041936 | 2384 | 106 | 0 | 0 | 0 | 1e-20 | 106 | 99999
107 | 1.7833 | 0.76216 | 0.00052229 | 0.00052229 | 0 | 0 | 0 | 0 | 0.00052229 | 8.7048e-06 | 0.00042371 | 0.00042362 | 0.00042362 | 2360 | 107 | 0 | 0 | 0 | 1e-20 | 107 | 99999
108 | 1.8 | 0.76216 | 0.00052229 | 0.00052229 | 0 | 0 | 0 | 0 | 0.00052229 | 8.7048e-06 | 0.00042798 | 0.00042788 | 0.00042788 | 2337 | 108 | 0 | 0 | 0 | 1e-20 | 108 | 99999
109 | 1.8167 | 0.76216 | 0.00052229 | 0.00052229 | 0 | 0 | 0 | 0 | 0.00052229 | 8.7048e-06 | 0.00043224 | 0.00043215 | 0.00043215 | 2314 | 109 | 0 | 0 | 0 | 1e-20 | 109 | 99999
110 | 1.8333 | 0.76216 | 0.00052229 | 0.00052229 | 0 | 0 | 0 | 0 | 0.00052229 | 8.7048e-06 | 0.00043651 | 0.00043641 | 0.00043641 | 2291 | 110 | 0 | 0 | 0 | 1e-20 | 110 | 99999
111 | 1.85 | 0.76216 | 0.00052229 | 0.00052229 | 0 | 0 | 0 | 0 | 0.00052229 | 8.7049e-06 | 0.00044077 | 0.00044068 | 0.00044068 | 2269 | 111 | 0 | 0 | 0 | 1e-20 | 111 | 99999
112 | 1.8667 | 0.76216 | 0.00052229 | 0.00052229 | 0 | 0 | 0 | 0 | 0.00052229 | 8.7049e-06 | 0.00044504 | 0.00044494 | 0.00044494 | 2247 | 112 | 0 | 0 | 0 | 1e-20 | 112 | 99999
113 | 1.8833 | 0.76216 | 0.00052229 | 0.00052229 | 0 | 0 | 0 | 0 | 0.00052229 | 8.7049e-06 | 0.0004493 | 0.0004492 | 0.0004492 | 2226 | 113 | 0 | 0 | 0 | 1e-20 | 113 | 99999
114 | 1.9 | 0.76216 | 0.00052229 | 0.00052229 | 0 | 0 | 0 | 0 | 0.00052229 | 8.7049e-06 | 0.00045357 | 0.00045347 | 0.00045347 | 2205 | 114 | 0 | 0 | 0 | 1e-20 | 114 | 99999
115 | 1.9167 | 0.76216 | 0.00052229 | 0.00052229 | 0 | 0 | 0 | 0 | 0.00052229 | 8.7049e-06 | 0.00045783 | 0.00045773 | 0.00045773 | 2184 | 115 | 0 | 0 | 0 | 1e-20 | 115 | 99999
116 | 1.9333 | 0.76216 | 0.00052229 | 0.00052229 | 0 | 0 | 0 | 0 | 0.00052229 | 8.7049e-06 | 0.0004621 | 0.00046199 | 0.00046199 | 2164 | 116 | 0 | 0 | 0 | 1e-20 | 116 | 99999
117 | 1.95 | 0.76216 | 0.00052229 | 0.00052229 | 0 | 0 | 0 | 0 | 0.00052229 | 8.7049e-06 | 0.00046636 | 0.00046626 | 0.00046626 | 2144 | 117 | 0 | 0 | 0 | 1e-20 | 117 | 99999
118 | 1.9667 | 0.76216 | 0.00052229 | 0.00052229 | 0 | 0 | 0 | 0 | 0.00052229 | 8.7049e-06 | 0.00047063 | 0.00047052 | 0.00047052 | 2125 | 118 | 0 | 0 | 0 | 1e-20 | 118 | 99999
119 | 1.9833 | 0.76216 | 0.00052229 | 0.00052229 | 0 | 0 | 0 | 0 | 0.00052229 | 8.7049e-06 | 0.0004749 | 0.00047478 | 0.00047478 | 2106 | 119 | 0 | 0 | 0 | 1e-20 | 119 | 99999
120 | 2 | 0.76216 | 0.00052229 | 0.00052229 | 0.76216 | 0 | 0 | 0 | 0.00052229 | 8.7049e-06 | 0.00047916 | 0.00047905 | 0.00047905 | 2087 | 120 | 0 | 0 | 0 | 1e-20 | 120 | 99999
121 | 2.0167 | 0 | 0.00052229 | 0.00046192 | 0.76216 | 6.0371e-05 | 6.0371e-05 | 0 | 0.00052229 | 8.7049e-06 | 0.00048343 | 0.00048331 | 0.00048331 | 2069 | 121 | 0 | 0 | 0 | 1e-20 | 121 | 99999
122 | 2.0333 | 0 | 0.00052229 | 0.00040853 | 0.76216 | 0.00011376 | 0.00011376 | 0 | 0.00052229 | 8.7049e-06 | 0.00048769 | 0.00048757 | 0.00048757 | 2050 | 122 | 0 | 0 | 0 | 1e-20 | 122 | 99999
123 | 2.05 | 0 | 0.00052229 | 0.00036131 | 0.76216 | 0.00016099 | 0.00016099 | 0 | 0.00052229 | 8.7049e-06 | 0.00049196 | 0.00049184 | 0.00049184 | 2033 | 123 | 0 | 0 | 0 | 1e-20 | 123 | 99999
124 | 2.0667 | 0 | 0.00052229 | 0.00031954 | 0.76216 | 0.00020275 | 0.00020275 | 0 | 0.00052229 | 8.7049e-06 | 0.00049622 | 0.0004961 | 0.0004961 | 2015 | 124 | 0 | 0 | 0 | 1e-20 | 124 | 99999
125 | 2.0833 | 0 | 0.00052229 | 0.00028261 | 0.76216 | 0.00023968 | 0.00023968 | 0 | 0.00052229 | 8.7049e-06 | 0.00050049 | 0.00050036 | 0.00050036 | 1998 | 125 | 0 | 0 | 0 | 1e-20 | 125 | 99999
126 | 2.1 | 0 | 0.00052229 | 0.00024994 | 0.76216 | 0.00027235 | 0.00027235 | 0 | 0.00052229 | 8.7049e-06 | 0.00050475 | 0.00050463 | 0.00050463 | 1981 | 126 | 0 | 0 | 0 | 1e-20 | 126 | 99999
127 | 2.1167 | 0 | 0.00052229 | 0.00022105 | 0.76216 | 0.00030124 | 0.00030124 | 0 | 0.00052229 | 8.7049e-06 | 0.00050902 | 0.00050889 | 0.00050889 | 1965 | 127 | 0 | 0 | 0 | 1e-20 | 127 | 99999
128 | 2.1333 | 0 | 0.00052229 | 0.0001955 | 0.76216 | 0.00032679 | 0.00032679 | 0 | 0.00052229 | 8.7049e-06 | 0.00051328 | 0.00051315 | 0.00051315 | 1948 | 128 | 0 | 0 | 0 | 1e-20 | 128 | 99999
129 | 2.15 | 0 | 0.00052229 | 0.0001729 | 0.76216 | 0.00034939 | 0.00034939 | 0 | 0.00052229 | 8.7049e-06 | 0.00051755 | 0.00051742 | 0.00051742 | 1932 | 129 | 0 | 0 | 0 | 1e-20 | 129 | 99999
130 | 2.1667 | 0 | 0.00052229 | 0.00015292 | 0.76216 | 0.00036938 | 0.00036938 | 0 | 0.00052229 | 8.7049e-06 | 0.00052181 | 0.00052168 | 0.00052168 | 1916 | 130 | 0 | 0 | 0 | 1e-20 | 130 | 99999
131 | 2.1833 | 0 | 0.00052229 | 0.00013524 | 0.76216 | 0.00038705 | 0.00038705 | 0 | 0.00052229 | 8.7049e-06 | 0.00052608 | 0.00052594 | 0.00052594 | 1901 | 131 | 0 | 0 | 0 | 1e-20 | 131 | 99999
132 | 2.2 | 0 | 0.00052229 | 0.00011961 | 0.76216 | 0.00040268 | 0.00040268 | 0 | 0.00052229 | 8.7049e-06 | 0.00053035 | 0.0005302 | 0.0005302 | 1886 | 132 | 0 | 0 | 0 | 1e-20 | 132 | 99999
133 | 2.2167 | 0 | 0.00052229 | 0.00010578 | 0.76216 | 0.00041651 | 0.00041651 | 0 | 0.00052229 | 8.7049e-06 | 0.00053461 | 0.00053447 | 0.00053447 | 1871 | 133 | 0 | 0 | 0 | 1e-20 | 133 | 99999
134 | 2.2333 | 0 | 0.00052229 | 9.3556e-05 | 0.76216 | 0.00042874 | 0.00042874 | 0 | 0.00052229 | 8.7049e-06 | 0.00053888 | 0.00053873 | 0.00053873 | 1856 | 134 | 0 | 0 | 0 | 1e-20 | 134 | 99999
135 | 2.25 | 0 | 0.00052229 | 8.2742e-05 | 0.76216 | 0.00043955 | 0.00043955 | 0 | 0.00052229 | 8.7049e-06 | 0.00054314 | 0.00054299 | 0.00054299 | 1841 | 135 | 0 | 0 | 0 | 1e-20 | 135 | 99999
136 | 2.2667 | 0 | 0.00052229 | 7.3178e-05 | 0.76216 | 0.00044911 | 0.00044911 | 0 | 0.00052229 | 8.7049e-06 | 0.00054741 | 0.00054726 | 0.00054726 | 1827 | 136 | 0 | 0 | 0 | 1e-20 | 136 | 99999
137 | 2.2833 | 0 | 0.00052229 | 6.4719e-05 | 0.76216 | 0.00045757 | 0.00045757 | 0 | 0.00052229 | 8.7049e-06 | 0.00055167 | 0.00055152 | 0.00055152 | 1813 | 137 | 0 | 0 | 0 | 1e-20 | 137 | 99999
138 | 2.3 | 0 | 0.00052229 | 5.7238e-05 | 0.76216 | 0.00046505 | 0.00046505 | 0 | 0.00052229 | 8.7049e-06 | 0.00055594 | 0.00055578 | 0.00055578 | 1799 | 138 | 0 | 0 | 0 | 1e-20 | 138 | 99999
139 | 2.3167 | 0 | 0.00052229 | 5.0622e-05 | 0.76216 | 0.00047167 | 0.00047167 | 0 | 0.00052229 | 8.7049e-06 | 0.0005602 | 0.00056005 | 0.00056005 | 1785 | 139 | 0 | 0 | 0 | 1e-20 | 139 | 99999
140 | 2.3333 | 0 | 0.00052229 | 4.4771e-05 | 0.76216 | 0.00047752 | 0.00047752 | 0 | 0.00052229 | 8.7049e-06 | 0.00056447 | 0.00056431 | 0.00056431 | 1772 | 140 | 0 | 0 | 0 | 1e-20 | 140 | 99999
141 | 2.35 | 0 | 0.00052229 | 3.9596e-05 | 0.76216 | 0.0004827 | 0.0004827 | 0 | 0.00052229 | 8.7049e-06 | 0.00056873 | 0.00056857 | 0.00056857 | 1758 | 141 | 0 | 0 | 0 | 1e-20 | 141 | 99999
142 | 2.3667 | 0 | 0.00052229 | 3.5019e-05 | 0.76216 | 0.00048727 | 0.00048727 | 0 | 0.00052229 | 8.7049e-06 | 0.000573 | 0.00057283 | 0.00057283 | 1745 | 142 | 0 | 0 | 0 | 1e-20 | 142 | 99999
143 | 2.3833 | 0 | 0.00052229 | 3.0971e-05 | 0.76216 | 0.00049132 | 0.00049132 | 0 | 0.00052229 | 8.7049e-06 | 0.00057726 | 0.0005771 | 0.0005771 | 1732 | 143 | 0 | 0 | 0 | 1e-20 | 143 | 99999
144 | 2.4 | 0 | 0.00052229 | 2.7391e-05 | 0.76216 | 0.0004949 | 0.0004949 | 0 | 0.00052229 | 8.7049e-06 | 0.00058153 | 0.00058136 | 0.00058136 | 1720 | 144 | 0 | 0 | 0 | 1e-20 | 144 | 99999
145 | 2.4167 | 0 | 0.00052229 | 2.4225e-05 | 0.76216 | 0.00049807 | 0.00049807 | 0 | 0.00052229 | 8.7049e-06 | 0.0005858 | 0.00058562 | 0.00058562 | 1707 | 145 | 0 | 0 | 0 | 1e-20 | 145 | 99999
146 | 2.4333 | 0 | 0.00052229 | 2.1425e-05 | 0.76216 | 0.00050087 | 0.00050087 | 0 | 0.00052229 | 8.7049e-06 | 0.00059006 | 0.00058989 | 0.00058989 | 1695 | 146 | 0 | 0 | 0 | 1e-20 | 146 | 99999
147 | 2.45 | 0 | 0.00052229 | 1.8949e-05 | 0.76216 | 0.00050334 | 0.00050334 | 0 | 0.00052229 | 8.7049e-06 | 0.00059433 | 0.00059415 | 0.00059415 | 1683 | 147 | 0 | 0 | 0 | 1e-20 | 147 | 99999
148 | 2.4667 | 0 | 0.00052229 | 1.6758e-05 | 0.76216 | 0.00050553 | 0.00050553 | 0 | 0.00052229 | 8.7049e-06 | 0.00059859 | 0.00059841 | 0.00059841 | 1671 | 148 | 0 | 0 | 0 | 1e-20 | 148 | 99999
149 | 2.4833 | 0 | 0.00052229 | 1.4821e-05 | 0.76216 | 0.00050747 | 0.00050747 | 0 | 0.00052229 | 8.7049e-06 | 0.00060286 | 0.00060268 | 0.00060268 | 1659 | 149 | 0 | 0 | 0 | 1e-20 | 149 | 99999
150 | 2.5 | 0 | 0.00052229 | 1.3108e-05 | 0.76216 | 0.00050918 | 0.00050918 | 0 | 0.00052229 | 8.7049e-06 | 0.00060712 | 0.00060694 | 0.00060694 | 1647 | 150 | 8.7049e-06 | 4.2654e-06 | 4.2654e-06 | 4.2654e-06 | 150 | 234446
151 | 2.5167 | 0 | 0.00052229 | 1.1593e-05 | 0.76216 | 0.0005107 | 0.0005107 | 0 | 0.00052229 | 8.7049e-06 | 0.00061139 | 0.0006112 | 0.0006112 | 1636 | 151 | 8.7049e-06 | 8.5308e-06 | 8.5307e-06 | 8.5307e-06 | 151 | 117223
152 | 2.5333 | 0 | 0.00052229 | 1.0253e-05 | 0.76216 | 0.00051204 | 0.00051204 | 0 | 0.00052229 | 8.7049e-06 | 0.00061565 | 0.00061546 | 0.00061546 | 1624 | 152 | 8.7049e-06 | 1.2796e-05 | 1.2796e-05 | 1.2796e-05 | 152 | 78149
153 | 2.55 | 0 | 0.00052229 | 9.0678e-06 | 0.76216 | 0.00051322 | 0.00051322 | 0 | 0.00052229 | 8.7049e-06 | 0.00061992 | 0.00061973 | 0.00061973 | 1613 | 153 | 8.7049e-06 | 1.7062e-05 | 1.7061e-05 | 1.7061e-05 | 153 | 58611
154 | 2.5667 | 0 | 0.00052229 | 8.0196e-06 | 0.76216 | 0.00051427 | 0.00051427 | 0 | 0.00052229 | 8.7049e-06 | 0.00062418 | 0.00062399 | 0.00062399 | 1602 | 154 | 8.7049e-06 | 2.1327e-05 | 2.1327e-05 | 2.1327e-05 | 154 | 46889
155 | 2.5833 | 0 | 0.00052229 | 7.0927e-06 | 0.76216 | 0.0005152 | 0.0005152 | 0 | 0.00052229 | 8.7049e-06 | 0.00062845 | 0.00062825 | 0.00062825 | 1591 | 155 | 8.7049e-06 | 2.5592e-05 | 2.5592e-05 | 2.5592e-05 | 155 | 39074
156 | 2.6 | 0 | 0.00052229 | 6.2728e-06 | 0.76216 | 0.00051602 | 0.00051602 | 0 | 0.00052229 | 8.7049e-06 | 0.00063271 | 0.00063251 | 0.00063251 | 1580 | 156 | 8.7049e-06 | 2.9858e-05 | 2.9857e-05 | 2.9857e-05 | 156 | 33492
157 | 2.6167 | 0 | 0.00052229 | 5.5478e-06 | 0.76216 | 0.00051674 | 0.00051674 | 0 | 0.00052229 | 8.7049e-06 | 0.00063698 | 0.00063678 | 0.00063678 | 1570 | 157 | 8.7049e-06 | 3.4123e-05 | 3.4122e-05 | 3.4122e-05 | 157 | 29306
158 | 2.6333 | 0 | 0.00052229 | 4.9065e-06 | 0.76216 | 0.00051739 | 0.00051739 | 0 | 0.00052229 | 8.7049e-06 | 0.00064125 | 0.00064104 | 0.00064104 | 1559 | 158 | 8.7049e-06 | 3.8388e-05 | 3.8388e-05 | 3.8388e-05 | 158 | 26050
159 | 2.65 | 0 | 0.00052229 | 4.3394e-06 | 0.76216 | 0.00051795 | 0.00051795 | 0 | 0.00052229 | 8.7049e-06 | 0.00064551 | 0.0006453 | 0.0006453 | 1549 | 159 | 8.7049e-06 | 4.2654e-05 | 4.2653e-05 | 4.2653e-05 | 159 | 23445
160 | 2.6667 | 0 | 0.00052229 | 3.8378e-06 | 0.76216 | 0.00051845 | 0.00051845 | 0 | 0.00052229 | 8.7049e-06 | 0.00064978 | 0.00064956 | 0.00064956 | 1539 | 160 | 8.7049e-06 | 4.6919e-05 | 4.6918e-05 | 4.6918e-05 | 160 | 21313
161 | 2.6833 | 0 | 0.00052229 | 3.3942e-06 | 0.76216 | 0.0005189 | 0.0005189 | 0 | 0.00052229 | 8.7049e-06 | 0.00065404 | 0.00065383 | 0.00065383 | 1529 | 161 | 8.7049e-06 | 5.1185e-05 | 5.1183e-05 | 5.1183e-05 | 161 | 19537
162 | 2.7 | 0 | 0.00052229 | 3.0018e-06 | 0.76216 | 0.00051929 | 0.00051929 | 0 | 0.00052229 | 8.7049e-06 | 0.00065831 | 0.00065809 | 0.00065809 | 1519 | 162 | 8.7049e-06 | 5.545e-05 | 5.5448e-05 | 5.5448e-05 | 162 | 18034
163 | 2.7167 | 0 | 0.00052229 | 2.6549e-06 | 0.76216 | 0.00051964 | 0.00051964 | 0 | 0.00052229 | 8.7049e-06 | 0.00066257 | 0.00066235 | 0.00066235 | 1509 | 163 | 8.7049e-06 | 5.9715e-05 | 5.9714e-05 | 5.9714e-05 | 163 | 16746
164 | 2.7333 | 0 | 0.00052229 | 2.348e-06 | 0.76216 | 0.00051994 | 0.00051994 | 0 | 0.00052229 | 8.7049e-06 | 0.00066684 | 0.00066662 | 0.00066662 | 1500 | 164 | 8.7049e-06 | 6.3981e-05 | 6.3979e-05 | 6.3979e-05 | 164 | 15630
165 | 2.75 | 0 | 0.00052229 | 2.0766e-06 | 0.76216 | 0.00052022 | 0.00052022 | 0 | 0.00052229 | 8.7049e-06 | 0.0006711 | 0.00067088 | 0.00067088 | 1490 | 165 | 8.7049e-06 | 6.8246e-05 | 6.8244e-05 | 6.8244e-05 | 165 | 14653
166 | 2.7667 | 0 | 0.00052229 | 1.8366e-06 | 0.76216 | 0.00052046 | 0.00052046 | 0 | 0.00052229 | 8.7049e-06 | 0.00067537 | 0.00067514 | 0.00067514 | 1481 | 166 | 8.7049e-06 | 7.2511e-05 | 7.2509e-05 | 7.2509e-05 | 166 | 13791
167 | 2.7833 | 0 | 0.00052229 | 1.6243e-06 | 0.76216 | 0.00052067 | 0.00052067 | 0 | 0.00052229 | 8.7049e-06 | 0.00067963 | 0.0006794 | 0.0006794 | 1471 | 167 | 8.7049e-06 | 7.6777e-05 | 7.6774e-05 | 7.6774e-05 | 167 | 13025
168 | 2.8 | 0 | 0.00052229 | 1.4365e-06 | 0.76216 | 0.00052086 | 0.00052086 | 0 | 0.00052229 | 8.7049e-06 | 0.0006839 | 0.00068367 | 0.00068367 | 1462 | 168 | 8.7049e-06 | 8.1042e-05 | 8.1039e-05 | 8.1039e-05 | 168 | 12339
169 | 2.8167 | 0 | 0.00052229 | 1.2705e-06 | 0.76216 | 0.00052102 | 0.00052102 | 0 | 0.00052229 | 8.7049e-06 | 0.00068816 | 0.00068793 | 0.00068793 | 1453 | 169 | 8.7049e-06 | 8.5308e-05 | 8.5304e-05 | 8.5304e-05 | 169 | 11722
170 | 2.8333 | 0 | 0.00052229 | 1.1236e-06 | 0.76216 | 0.00052117 | 0.00052117 | 0 | 0.00052229 | 8.7049e-06 | 0.00069243 | 0.00069219 | 0.00069219 | 1444 | 170 | 8.7049e-06 | 8.9573e-05 | 8.9569e-05 | 8.9569e-05 | 170 | 11164
171 | 2.85 | 0 | 0.00052229 | 9.9375e-07 | 0.76216 | 0.0005213 | 0.0005213 | 0 | 0.00052229 | 8.7049e-06 | 0.0006967 | 0.00069645 | 0.00069645 | 1435 | 171 | 8.7049e-06 | 9.3838e-05 | 9.3834e-05 | 9.3834e-05 | 171 | 10657
172 | 2.8667 | 0 | 0.00052229 | 8.7888e-07 | 0.76216 | 0.00052141 | 0.00052141 | 0 | 0.00052229 | 8.7049e-06 | 0.00070096 | 0.00070071 | 0.00070071 | 1427 | 172 | 8.7049e-06 | 9.8104e-05 | 9.8099e-05 | 9.8099e-05 | 172 | 10193
173 | 2.8833 | 0 | 0.00052229 | 7.7729e-07 | 0.76216 | 0.00052151 | 0.00052151 | 0 | 0.00052229 | 8.7049e-06 | 0.00070523 | 0.00070498 | 0.00070498 | 1418 | 173 | 8.7049e-06 | 0.00010237 | 0.00010236 | 0.00010236 | 173 | 9769
174 | 2.9 | 0 | 0.00052229 | 6.8744e-07 | 0.76216 | 0.0005216 | 0.0005216 | 0 | 0.00052229 | 8.7049e-06 | 0.00070949 | 0.00070924 | 0.00070924 | 1409 | 174 | 8.7049e-06 | 0.00010663 | 0.00010663 | 0.00010663 | 174 | 9378
175 | 2.9167 | 0 | 0.00052229 | 6.0798e-07 | 0.76216 | 0.00052168 | 0.00052168 | 0 | 0.00052229 | 8.7049e-06 | 0.00071376 | 0.0007135 | 0.0007135 | 1401 | 175 | 8.7049e-06 | 0.0001109 | 0.00011089 | 0.00011089 | 175 | 9017
176 | 2.9333 | 0 | 0.00052229 | 5.3771e-07 | 0.76216 | 0.00052175 | 0.00052175 | 0 | 0.00052229 | 8.7049e-06 | 0.00071802 | 0.00071776 | 0.00071776 | 1393 | 176 | 8.7049e-06 | 0.00011517 | 0.00011516 | 0.00011516 | 176 | 8683
177 | 2.95 | 0 | 0.00052229 | 4.7555e-07 | 0.76216 | 0.00052182 | 0.00052182 | 0 | 0.00052229 | 8.7049e-06 | 0.00072229 | 0.00072203 | 0.00072203 | 1384 | 177 | 8.7049e-06 | 0.00011943 | 0.00011942 | 0.00011942 | 177 | 8373
178 | 2.9667 | 0 | 0.00052229 | 4.2059e-07 | 0.76216 | 0.00052187 | 0.00052187 | 0 | 0.00052229 | 8.7049e-06 | 0.00072655 | 0.00072629 | 0.00072629 | 1376 | 178 | 8.7049e-06 | 0.0001237 | 0.00012369 | 0.00012369 | 178 | 8084
179 | 2.9833 | 0 | 0.00052229 | 3.7197e-07 | 0.76216 | 0.00052192 | 0.00052192 | 0 | 0.00052229 | 8.7049e-06 | 0.00073082 | 0.00073055 | 0.00073055 | 1368 | 179 | 8.7049e-06 | 0.00012796 | 0.00012795 | 0.00012795 | 179 | 7815
180 | 3 | 0 | 0.00052229 | 3.2897e-07 | 0.76216 | 0.00052196 | 0.00052196 | 0 | 0.00052229 | 8.7049e-06 | 0.00073508 | 0.00073481 | 0.00073481 | 1360 | 180 | 8.7049e-06 | 0.00013223 | 0.00013222 | 0.00013222 | 180 | 7563
181 | 3.0167 | 0 | 0.00052229 | 2.9095e-07 | 0.76216 | 0.000522 | 0.000522 | 0 | 0.00052229 | 8.7049e-06 | 0.00073935 | 0.00073908 | 0.00073908 | 1353 | 181 | 8.7049e-06 | 0.00013649 | 0.00013648 | 0.00013648 | 181 | 7326
182 | 3.0333 | 0 | 0.00052229 | 2.5732e-07 | 0.76216 | 0.00052203 | 0.00052203 | 0 | 0.00052229 | 8.7049e-06 | 0.00074361 | 0.00074334 | 0.00074334 | 1345 | 182 | 8.7049e-06 | 0.00014076 | 0.00014075 | 0.00014075 | 182 | 7104
183 | 3.05 | 0 | 0.00052229 | 2.2758e-07 | 0.76216 | 0.00052206 | 0.00052206 | 0 | 0.00052229 | 8.7049e-06 | 0.00074788 | 0.0007476 | 0.0007476 | 1337 | 183 | 8.7049e-06 | 0.00014502 | 0.00014501 | 0.00014501 | 183 | 6895
184 | 3.0667 | 0 | 0.00052229 | 2.0127e-07 | 0.76216 | 0.00052209 | 0.00052209 | 0 | 0.00052229 | 8.7049e-06 | 0.00075215 | 0.00075186 | 0.00075186 | 1330 | 184 | 8.7049e-06 | 0.00014929 | 0.00014928 | 0.00014928 | 184 | 6698
185 | 3.0833 | 0 | 0.00052229 | 1.7801e-07 | 0.76216 | 0.00052211 | 0.00052211 | 0 | 0.00052229 | 8.7049e-06 | 0.00075641 | 0.00075612 | 0.00075612 | 1322 | 185 | 8.7049e-06 | 0.00015355 | 0.00015354 | 0.00015354 | 185 | 6512
186 | 3.1 | 0 | 0.00052229 | 1.5743e-07 | 0.76216 | 0.00052213 | 0.00052213 | 0 | 0.00052229 | 8.7049e-06 | 0.00076068 | 0.00076039 | 0.00076039 | 1315 | 186 | 8.7049e-06 | 0.00015782 | 0.00015781 | 0.00015781 | 186 | 6336
187 | 3.1167 | 0 | 0.00052229 | 1.3923e-07 | 0.76216 | 0.00052215 | 0.00052215 | 0 | 0.00052229 | 8.7049e-06 | 0.00076494 | 0.00076465 | 0.00076465 | 1307 | 187 | 8.7049e-06 | 0.00016208 | 0.00016207 | 0.00016207 | 187 | 6170
188 | 3.1333 | 0 | 0.00052229 | 1.2314e-07 | 0.76216 | 0.00052217 | 0.00052217 | 0 | 0.00052229 | 8.7049e-06 | 0.00076921 | 0.00076891 | 0.00076891 | 1300 | 188 | 8.7049e-06 | 0.00016635 | 0.00016634 | 0.00016634 | 188 | 6011
189 | 3.15 | 0 | 0.00052229 | 1.0891e-07 | 0.76216 | 0.00052218 | 0.00052218 | 0 | 0.00052229 | 8.7049e-06 | 0.00077347 | 0.00077317 | 0.00077317 | 1293 | 189 | 8.7049e-06 | 0.00017062 | 0.0001706 | 0.0001706 | 189 | 5861
190 | 3.1667 | 0 | 0.00052229 | 9.6317e-08 | 0.76216 | 0.0005222 | 0.0005222 | 0 | 0.00052229 | 8.7049e-06 | 0.00077774 | 0.00077744 | 0.00077744 | 1286 | 190 | 8.7049e-06 | 0.00017488 | 0.00017487 | 0.00017487 | 190 | 5718
191 | 3.1833 | 0 | 0.00052229 | 8.5184e-08 | 0.76216 | 0.00052221 | 0.00052221 | 0 | 0.00052229 | 8.7049e-06 | 0.000782 | 0.0007817 | 0.0007817 | 1279 | 191 | 8.7049e-06 | 0.00017915 | 0.00017913 | 0.00017913 | 191 | 5582
192 | 3.2 | 0 | 0.00052229 | 7.5338e-08 | 0.76216 | 0.00052222 | 0.00052222 | 0 | 0.00052229 | 8.7049e-06 | 0.00078627 | 0.00078596 | 0.00078596 | 1272 | 192 | 8.7049e-06 | 0.00018341 | 0.00018339 | 0.00018339 | 192 | 5452
193 | 3.2167 | 0 | 0.00052229 | 6.663e-08 | 0.76216 | 0.00052223 | 0.00052223 | 0 | 0.00052229 | 8.7049e-06 | 0.00079053 | 0.00079022 | 0.00079022 | 1265 | 193 | 8.7049e-06 | 0.00018768 | 0.00018766 | 0.00018766 | 193 | 5328
194 | 3.2333 | 0 | 0.00052229 | 5.8928e-08 | 0.76216 | 0.00052223 | 0.00052223 | 0 | 0.00052229 | 8.7049e-06 | 0.0007948 | 0.00079448 | 0.00079448 | 1258 | 194 | 8.7049e-06 | 0.00019194 | 0.00019192 | 0.00019192 | 194 | 5210
195 | 3.25 | 0 | 0.00052229 | 5.2116e-08 | 0.76216 | 0.00052224 | 0.00052224 | 0 | 0.00052229 | 8.7049e-06 | 0.00079906 | 0.00079875 | 0.00079875 | 1251 | 195 | 8.7049e-06 | 0.00019621 | 0.00019619 | 0.00019619 | 195 | 5097
196 | 3.2667 | 0 | 0.00052229 | 4.6092e-08 | 0.76216 | 0.00052225 | 0.00052225 | 0 | 0.00052229 | 8.7049e-06 | 0.00080333 | 0.00080301 | 0.00080301 | 1245 | 196 | 0 | 0.00019621 | 0.00019619 | 0.00019619 | 196 | 5097
197 | 3.2833 | 0 | 0.00052229 | 4.0765e-08 | 0.76216 | 0.00052225 | 0.00052225 | 0 | 0.00052229 | 8.7049e-06 | 0.0008076 | 0.00080727 | 0.00080727 | 1238 | 197 | 0 | 0.00019621 | 0.00019619 | 0.00019619 | 197 | 5097
198 | 3.3 | 0 | 0.00052229 | 3.6053e-08 | 0.76216 | 0.00052226 | 0.00052226 | 0 | 0.00052229 | 8.7049e-06 | 0.00081186 | 0.00081153 | 0.00081153 | 1232 | 198 | 0 | 0.00019621 | 0.00019619 | 0.00019619 | 198 | 5097
199 | 3.3167 | 0 | 0.00052229 | 3.1885e-08 | 0.76216 | 0.00052226 | 0.00052226 | 0 | 0.00052229 | 8.7049e-06 | 0.00081613 | 0.00081579 | 0.00081579 | 1225 | 199 | 0 | 0.00019621 | 0.00019619 | 0.00019619 | 199 | 5097
200 | 3.3333 | 0 | 0.00052229 | 2.82e-08 | 0.76216 | 0.00052226 | 0.00052226 | 0 | 0.00052229 | 8.7049e-06 | 0.00082039 | 0.00082005 | 0.00082005 | 1219 | 200 | 0 | 0.00019621 | 0.00019619 | 0.00019619 | 200 | 5097
201 | 3.35 | 0 | 0.00052229 | 2.494e-08 | 0.76216 | 0.00052227 | 0.00052227 | 0 | 0.00052229 | 8.7049e-06 | 0.00082466 | 0.00082432 | 0.00082432 | 1213 | 201 | 0 | 0.00019621 | 0.00019619 | 0.00019619 | 201 | 5097
202 | 3.3667 | 0 | 0.00052229 | 2.2057e-08 | 0.76216 | 0.00052227 | 0.00052227 | 0 | 0.00052229 | 8.7049e-06 | 0.00082892 | 0.00082858 | 0.00082858 | 1206 | 202 | 0 | 0.00019621 | 0.00019619 | 0.00019619 | 202 | 5097
203 | 3.3833 | 0 | 0.00052229 | 1.9508e-08 | 0.76216 | 0.00052227 | 0.00052227 | 0 | 0.00052229 | 8.7049e-06 | 0.00083319 | 0.00083284 | 0.00083284 | 1200 | 203 | 0 | 0.00019621 | 0.00019619 | 0.00019619 | 203 | 5097
204 | 3.4 | 0 | 0.00052229 | 1.7253e-08 | 0.76216 | 0.00052227 | 0.00052227 | 0 | 0.00052229 | 8.7049e-06 | 0.00083745 | 0.0008371 | 0.0008371 | 1194 | 204 | 0 | 0.00019621 | 0.00019619 | 0.00019619 | 204 | 5097
205 | 3.4167 | 0 | 0.00052229 | 1.5259e-08 | 0.76216 | 0.00052228 | 0.00052228 | 0 | 0.00052229 | 8.7049e-06 | 0.00084172 | 0.00084136 | 0.00084136 | 1188 | 205 | 0 | 0.00019621 | 0.00019619 | 0.00019619 | 205 | 5097
206 | 3.4333 | 0 | 0.00052229 | 1.3495e-08 | 0.76216 | 0.00052228 | 0.00052228 | 0 | 0.00052229 | 8.7049e-06 | 0.00084598 | 0.00084563 | 0.00084563 | 1182 | 206 | 0 | 0.00019621 | 0.00019619 | 0.00019619 | 206 | 5097
207 | 3.45 | 0 | 0.00052229 | 1.1935e-08 | 0.76216 | 0.00052228 | 0.00052228 | 0 | 0.00052229 | 8.7049e-06 | 0.00085025 | 0.00084989 | 0.00084989 | 1176 | 207 | 0 | 0.00019621 | 0.00019619 | 0.00019619 | 207 | 5097
208 | 3.4667 | 0 | 0.00052229 | 1.0556e-08 | 0.76216 | 0.00052228 | 0.00052228 | 0 | 0.00052229 | 8.7049e-06 | 0.00085451 | 0.00085415 | 0.00085415 | 1170 | 208 | 0 | 0.00019621 | 0.00019619 | 0.00019619 | 208 | 5097
209 | 3.4833 | 0 | 0.00052229 | 9.3354e-09 | 0.76216 | 0.00052228 | 0.00052228 | 0 | 0.00052229 | 8.7049e-06 | 0.00085878 | 0.00085841 | 0.00085841 | 1164 | 209 | 0 | 0.00019621 | 0.00019619 | 0.00019619 | 209 | 5097
210 | 3.5 | 0 | 0.00052229 | 8.2563e-09 | 0.76216 | 0.00052228 | 0.00052228 | 0 | 0.00052229 | 8.7049e-06 | 0.00086305 | 0.00086267 | 0.00086267 | 1159 | 210 | 0 | 0.00019621 | 0.00019619 | 0.00019619 | 210 | 5097
211 | 3.5167 | 0 | 0.00052229 | 7.302e-09 | 0.76216 | 0.00052228 | 0.00052228 | 0 | 0.00052229 | 8.7049e-06 | 0.00086731 | 0.00086693 | 0.00086693 | 1153 | 211 | 0 | 0.00019621 | 0.00019619 | 0.00019619 | 211 | 5097
212 | 3.5333 | 0 | 0.00052229 | 6.458e-09 | 0.76216 | 0.00052229 | 0.00052229 | 0 | 0.00052229 | 8.7049e-06 | 0.00087158 | 0.0008712 | 0.0008712 | 1147 | 212 | 0 | 0.00019621 | 0.00019619 | 0.00019619 | 212 | 5097
213 | 3.55 | 0 | 0.00052229 | 5.7115e-09 | 0.76216 | 0.00052229 | 0.00052229 | 0 | 0.00052229 | 8.7049e-06 | 0.00087584 | 0.00087546 | 0.00087546 | 1142 | 213 | 0 | 0.00019621 | 0.00019619 | 0.00019619 | 213 | 5097
214 | 3.5667 | 0 | 0.00052229 | 5.0513e-09 | 0.76216 | 0.00052229 | 0.00052229 | 0 | 0.00052229 | 8.7049e-06 | 0.00088011 | 0.00087972 | 0.00087972 | 1136 | 214 | 0 | 0.00019621 | 0.00019619 | 0.00019619 | 214 | 5097
215 | 3.5833 | 0 | 0.00052229 | 4.4674e-09 | 0.76216 | 0.00052229 | 0.00052229 | 0 | 0.00052229 | 8.7049e-06 | 0.00088437 | 0.00088398 | 0.00088398 | 1131 | 215 | 0 | 0.00019621 | 0.00019619 | 0.00019619 | 215 | 5097
216 | 3.6 | 0 | 0.00052229 | 3.951e-09 | 0.76216 | 0.00052229 | 0.00052229 | 0 | 0.00052229 | 8.7049e-06 | 0.00088864 | 0.00088824 | 0.00088824 | 1125 | 216 | 0 | 0.00019621 | 0.00019619 | 0.00019619 | 216 | 5097
217 | 3.6167 | 0 | 0.00052229 | 3.4944e-09 | 0.76216 | 0.00052229 | 0.00052229 | 0 | 0.00052229 | 8.7049e-06 | 0.0008929 | 0.0008925 | 0.0008925 | 1120 | 217 | 0 | 0.00019621 | 0.00019619 | 0.00019619 | 217 | 5097
218 | 3.6333 | 0 | 0.00052229 | 3.0904e-09 | 0.76216 | 0.00052229 | 0.00052229 | 0 | 0.00052229 | 8.7049e-06 | 0.00089717 | 0.00089677 | 0.00089677 | 1115 | 218 | 0 | 0.00019621 | 0.00019619 | 0.00019619 | 218 | 5097
219 | 3.65 | 0 | 0.00052229 | 2.7332e-09 | 0.76216 | 0.00052229 | 0.00052229 | 0 | 0.00052229 | 8.7049e-06 | 0.00090143 | 0.00090103 | 0.00090103 | 1109 | 219 | 0 | 0.00019621 | 0.00019619 | 0.00019619 | 219 | 5097
220 | 3.6667 | 0 | 0.00052229 | 2.4173e-09 | 0.76216 | 0.00052229 | 0.00052229 | 0 | 0.00052229 | 8.7049e-06 | 0.0009057 | 0.00090529 | 0.00090529 | 1104 | 220 | 0 | 0.00019621 | 0.00019619 | 0.00019619 | 220 | 5097
221 | 3.6833 | 0 | 0.00052229 | 2.1379e-09 | 0.76216 | 0.00052229 | 0.00052229 | 0 | 0.00052229 | 8.7049e-06 | 0.00090996 | 0.00090955 | 0.00090955 | 1099 | 221 | 0 | 0.00019621 | 0.00019619 | 0.00019619 | 221 | 5097
222 | 3.7 | 0 | 0.00052229 | 1.8908e-09 | 0.76216 | 0.00052229 | 0.00052229 | 0 | 0.00052229 | 8.7049e-06 | 0.00091423 | 0.00091381 | 0.00091381 | 1094 | 222 | 0 | 0.00019621 | 0.00019619 | 0.00019619 | 222 | 5097
223 | 3.7167 | 0 | 0.00052229 | 1.6722e-09 | 0.76216 | 0.00052229 | 0.00052229 | 0 | 0.00052229 | 8.7049e-06 | 0.00091849 | 0.00091807 | 0.00091807 | 1089 | 223 | 0 | 0.00019621 | 0.00019619 | 0.00019619 | 223 | 5097
224 | 3.7333 | 0 | 0.00052229 | 1.4789e-09 | 0.76216 | 0.00052229 | 0.00052229 | 0 | 0.00052229 | 8.7049e-06 | 0.00092276 | 0.00092233 | 0.00092233 | 1084 | 224 | 0 | 0.00019621 | 0.00019619 | 0.00019619 | 224 | 5097
225 | 3.75 | 0 | 0.00052229 | 1.308e-09 | 0.76216 | 0.00052229 | 0.00052229 | 0 | 0.00052229 | 8.7049e-06 | 0.00092703 | 0.0009266 | 0.0009266 | 1079 | 225 | 0 | 0.00019621 | 0.00019619 | 0.00019619 | 225 | 5097
226 | 3.7667 | 0 | 0.00052229 | 1.1568e-09 | 0.76216 | 0.00052229 | 0.00052229 | 0 | 0.00052229 | 8.7049e-06 | 0.00093129 | 0.00093086 | 0.00093086 | 1074 | 226 | 0 | 0.00019621 | 0.00019619 | 0.00019619 | 226 | 5097
227 | 3.7833 | 0 | 0.00052229 | 1.0231e-09 | 0.76216 | 0.00052229 | 0.00052229 | 0 | 0.00052229 | 8.7049e-06 | 0.00093556 | 0.00093512 | 0.00093512 | 1069 | 227 | 0 | 0.00019621 | 0.00019619 | 0.00019619 | 227 | 5097
228 | 3.8 | 0 | 0.00052229 | 9.0482e-10 | 0.76216 | 0.00052229 | 0.00052229 | 0 | 0.00052229 | 8.7049e-06 | 0.00093982 | 0.00093938 | 0.00093938 | 1064 | 228 | 0 | 0.00019621 | 0.00019619 | 0.00019619 | 228 | 5097
229 | 3.8167 | 0 | 0.00052229 | 8.0023e-10 | 0.76216 | 0.00052229 | 0.00052229 | 0 | 0.00052229 | 8.7049e-06 | 0.00094409 | 0.00094364 | 0.00094364 | 1059 | 229 | 0 | 0.00019621 | 0.00019619 | 0.00019619 | 229 | 5097
230 | 3.8333 | 0 | 0.00052229 | 7.0773e-10 | 0.76216 | 0.00052229 | 0.00052229 | 0 | 0.00052229 | 8.7049e-06 | 0.00094835 | 0.0009479 | 0.0009479 | 1054 | 230 | 0 | 0.00019621 | 0.00019619 | 0.00019619 | 230 | 5097
231 | 3.85 | 0 | 0.00052229 | 6.2593e-10 | 0.76216 | 0.00052229 | 0.00052229 | 0 | 0.00052229 | 8.7049e-06 | 0.00095262 | 0.00095216 | 0.00095216 | 1050 | 231 | 0 | 0.00019621 | 0.00019619 | 0.00019619 | 231 | 5097
232 | 3.8667 | 0 | 0.00052229 | 5.5358e-10 | 0.76216 | 0.00052229 | 0.00052229 | 0 | 0.00052229 | 8.7049e-06 | 0.00095688 | 0.00095643 | 0.00095643 | 1045 | 232 | 0 | 0.00019621 | 0.00019619 | 0.00019619 | 232 | 5097
233 | 3.8833 | 0 | 0.00052229 | 4.8959e-10 | 0.76216 | 0.00052229 | 0.00052229 | 0 | 0.00052229 | 8.7049e-06 | 0.00096115 | 0.00096069 | 0.00096069 | 1040 | 233 | 0 | 0.00019621 | 0.00019619 | 0.00019619 | 233 | 5097
234 | 3.9 | 0 | 0.00052229 | 4.33e-10 | 0.76216 | 0.00052229 | 0.00052229 | 0 | 0.00052229 | 8.7049e-06 | 0.00096541 | 0.00096495 | 0.00096495 | 1036 | 234 | 0 | 0.00019621 | 0.00019619 | 0.00019619 | 234 | 5097
235 | 3.9167 | 0 | 0.00052229 | 3.8295e-10 | 0.76216 | 0.00052229 | 0.00052229 | 0 | 0.00052229 | 8.7049e-06 | 0.00096968 | 0.00096921 | 0.00096921 | 1031 | 235 | 0 | 0.00019621 | 0.00019619 | 0.00019619 | 235 | 5097
236 | 3.9333 | 0 | 0.00052229 | 3.3868e-10 | 0.76216 | 0.00052229 | 0.00052229 | 0 | 0.00052229 | 8.7049e-06 | 0.00097394 | 0.00097347 | 0.00097347 | 1027 | 236 | 0 | 0.00019621 | 0.00019619 | 0.00019619 | 236 | 5097
237 | 3.95 | 0 | 0.00052229 | 2.9954e-10 | 0.76216 | 0.00052229 | 0.00052229 | 0 | 0.00052229 | 8.7049e-06 | 0.00097821 | 0.00097773 | 0.00097773 | 1022 | 237 | 0 | 0.00019621 | 0.00019619 | 0.00019619 | 237 | 5097
238 | 3.9667 | 0 | 0.00052229 | 2.6491e-10 | 0.76216 | 0.00052229 | 0.00052229 | 0 | 0.00052229 | 8.7049e-06 | 0.00098248 | 0.00098199 | 0.00098199 | 1018 | 238 | 0 | 0.00019621 | 0.00019619 | 0.00019619 | 238 | 5097
239 | 3.9833 | 0 | 0.00052229 | 2.3429e-10 | 0.76216 | 0.00052229 | 0.00052229 | 0 | 0.00052229 | 8.7049e-06 | 0.00098674 | 0.00098625 | 0.00098625 | 1013 | 239 | 0 | 0.00019621 | 0.00019619 | 0.00019619 | 239 | 5097
240 | 4 | 0 | 0.00052229 | 2.0721e-10 | 0.76216 | 0.00052229 | 0.00052229 | 0 | 0.00052229 | 8.7049e-06 | 0.00099101 | 0.00099052 | 0.00099052 | 1009 | 240 | 0 | 0.00019621 | 0.00019619 | 0.00019619 | 240 | 5097
241 | 4.0167 | 0 | 0.00052229 | 1.8326e-10 | 0.76216 | 0.00052229 | 0.00052229 | 0 | 0.00052229 | 8.7049e-06 | 0.00099527 | 0.00099478 | 0.00099478 | 1005 | 241 | 0 | 0.00019621 | 0.00019619 | 0.00019619 | 241 | 5097
242 | 4.0333 | 0 | 0.00052229 | 1.6208e-10 | 0.76216 | 0.00052229 | 0.00052229 | 0 | 0.00052229 | 8.7049e-06 | 0.00099954 | 0.00099904 | 0.00099904 | 1000 | 242 | 0 | 0.00019621 | 0.00019619 | 0.00019619 | 242 | 5097
243 | 4.05 | 0 | 0.00052229 | 1.4334e-10 | 0.76216 | 0.00052229 | 0.00052229 | 0 | 0.00052229 | 8.7049e-06 | 0.0010038 | 0.0010033 | 0.0010033 | 996 | 243 | 0 | 0.00019621 | 0.00019619 | 0.00019619 | 243 | 5097
244 | 4.0667 | 0 | 0.00052229 | 1.2677e-10 | 0.76216 | 0.00052229 | 0.00052229 | 0 | 0.00052229 | 8.7049e-06 | 0.0010081 | 0.0010076 | 0.0010076 | 992 | 244 | 0 | 0.00019621 | 0.00019619 | 0.00019619 | 244 | 5097
245 | 4.0833 | 0 | 0.00052229 | 1.1212e-10 | 0.76216 | 0.00052229 | 0.00052229 | 0 | 0.00052229 | 8.7049e-06 | 0.0010123 | 0.0010118 | 0.0010118 | 988 | 245 | 0 | 0.00019621 | 0.00019619 | 0.00019619 | 245 | 5097
246 | 4.1 | 0 | 0.00052229 | 9.916e-11 | 0.76216 | 0.00052229 | 0.00052229 | 0 | 0.00052229 | 8.7049e-06 | 0.0010166 | 0.0010161 | 0.0010161 | 984 | 246 | 0 | 0.00019621 | 0.00019619 | 0.00019619 | 246 | 5097
247 | 4.1167 | 0 | 0.00052229 | 8.7698e-11 | 0.76216 | 0.00052229 | 0.00052229 | 0 | 0.00052229 | 8.7049e-06 | 0.0010209 | 0.0010203 | 0.0010203 | 980 | 247 | 0 | 0.00019621 | 0.00019619 | 0.00019619 | 247 | 5097
248 | 4.1333 | 0 | 0.00052229 | 7.7561e-11 | 0.76216 | 0.00052229 | 0.00052229 | 0 | 0.00052229 | 8.7049e-06 | 0.0010251 | 0.0010246 | 0.0010246 | 975 | 248 | 0 | 0.00019621 | 0.00019619 | 0.00019619 | 248 | 5097
249 | 4.15 | 0 | 0.00052229 | 6.8596e-11 | 0.76216 | 0.00052229 | 0.00052229 | 0 | 0.00052229 | 8.7049e-06 | 0.0010294 | 0.0010289 | 0.0010289 | 971 | 249 | 0 | 0.00019621 | 0.00019619 | 0.00019619 | 249 | 5097
250 | 4.1667 | 0 | 0.00052229 | 6.0667e-11 | 0.76216 | 0.00052229 | 0.00052229 | 0 | 0.00052229 | 8.7049e-06 | 0.0010337 | 0.0010331 | 0.0010331 | 967 | 250 | 0 | 0.00019621 | 0.00019619 | 0.00019619 | 250 | 5097
251 | 4.1833 | 0 | 0.00052229 | 5.3655e-11 | 0.76216 | 0.00052229 | 0.00052229 | 0 | 0.00052229 | 8.7049e-06 | 0.0010379 | 0.0010374 | 0.0010374 | 963 | 251 | 0 | 0.00019621 | 0.00019619 | 0.00019619 | 251 | 5097
252 | 4.2 | 0 | 0.00052229 | 4.7453e-11 | 0.76216 | 0.00052229 | 0.00052229 | 0 | 0.00052229 | 8.7049e-06 | 0.0010422 | 0.0010416 | 0.0010416 | 960 | 252 | 0 | 0.00019621 | 0.00019619 | 0.00019619 | 252 | 5097
253 | 4.2167 | 0 | 0.00052229 | 4.1968e-11 | 0.76216 | 0.00052229 | 0.00052229 | 0 | 0.00052229 | 8.7049e-06 | 0.0010465 | 0.0010459 | 0.0010459 | 956 | 253 | 0 | 0.00019621 | 0.00019619 | 0.00019619 | 253 | 5097
254 | 4.2333 | 0 | 0.00052229 | 3.7117e-11 | 0.76216 | 0.00052229 | 0.00052229 | 0 | 0.00052229 | 8.7049e-06 | 0.0010507 | 0.0010502 | 0.0010502 | 952 | 254 | 0 | 0.00019621 | 0.00019619 | 0.00019619 | 254 | 5097
255 | 4.25 | 0 | 0.00052229 | 3.2827e-11 | 0.76216 | 0.00052229 | 0.00052229 | 0 | 0.00052229 | 8.7049e-06 | 0.001055 | 0.0010544 | 0.0010544 | 948 | 255 | 0 | 0.00019621 | 0.00019619 | 0.00019619 | 255 | 5097
256 | 4.2667 | 0 | 0.00052229 | 2.9032e-11 | 0.76216 | 0.00052229 | 0.00052229 | 0 | 0.00052229 | 8.7049e-06 | 0.0010593 | 0.0010587 | 0.0010587 | 944 | 256 | 0 | 0.00019621 | 0.00019619 | 0.00019619 | 256 | 5097
257 | 4.2833 | 0 | 0.00052229 | 2.5676e-11 | 0.76216 | 0.00052229 | 0.00052229 | 0 | 0.00052229 | 8.7049e-06 | 0.0010635 | 0.001063 | 0.001063 | 940 | 257 | 0 | 0.00019621 | 0.00019619 | 0.00019619 | 257 | 5097
258 | 4.3 | 0 | 0.00052229 | 2.2708e-11 | 0.76216 | 0.00052229 | 0.00052229 | 0 | 0.00052229 | 8.7049e-06 | 0.0010678 | 0.0010672 | 0.0010672 | 937 | 258 | 0 | 0.00019621 | 0.00019619 | 0.00019619 | 258 | 5097
259 | 4.3167 | 0 | 0.00052229 | 2.0084e-11 | 0.76216 | 0.00052229 | 0.00052229 | 0 | 0.00052229 | 8.7049e-06 | 0.001072 | 0.0010715 | 0.0010715 | 933 | 259 | 0 | 0.00019621 | 0.00019619 | 0.00019619 | 259 | 5097
260 | 4.3333 | 0 | 0.00052229 | 1.7762e-11 | 0.76216 | 0.00052229 | 0.00052229 | 0 | 0.00052229 | 8.7049e-06 | 0.0010763 | 0.0010757 | 0.0010757 | 929 | 260 | 0 | 0.00019621 | 0.00019619 | 0.00019619 | 260 | 5097
261 | 4.35 | 0 | 0.00052229 | 1.5709e-11 | 0.76216 | 0.00052229 | 0.00052229 | 0 | 0.00052229 | 8.7049e-06 | 0.0010806 | 0.00108 | 0.00108 | 925 | 261 | 0 | 0.00019621 | 0.00019619 | 0.00019619 | 261 | 5097
262 | 4.3667 | 0 | 0.00052229 | 1.3893e-11 | 0.76216 | 0.00052229 | 0.00052229 | 0 | 0.00052229 | 8.7049e-06 | 0.0010848 | 0.0010843 | 0.0010843 | 922 | 262 | 0 | 0.00019621 | 0.00019619 | 0.00019619 | 262 | 5097
263 | 4.3833 | 0 | 0.00052229 | 1.2287e-11 | 0.76216 | 0.00052229 | 0.00052229 | 0 | 0.00052229 | 8.7049e-06 | 0.0010891 | 0.0010885 | 0.0010885 | 918 | 263 | 0 | 0.00019621 | 0.00019619 | 0.00019619 | 263 | 5097
264 | 4.4 | 0 | 0.00052229 | 1.0867e-11 | 0.76216 | 0.00052229 | 0.00052229 | 0 | 0.00052229 | 8.7049e-06 | 0.0010934 | 0.0010928 | 0.0010928 | 915 | 264 | 0 | 0.00019621 | 0.00019619 | 0.00019619 | 264 | 5097
265 | 4.4167 | 0 | 0.00052229 | 9.6109e-12 | 0.76216 | 0.00052229 | 0.00052229 | 0 | 0.00052229 | 8.7049e-06 | 0.0010976 | 0.001097 | 0.001097 | 911 | 265 | 0 | 0.00019621 | 0.00019619 | 0.00019619 | 265 | 5097
266 | 4.4333 | 0 | 0.00052229 | 8.5e-12 | 0.76216 | 0.00052229 | 0.00052229 | 0 | 0.00052229 | 8.7049e-06 | 0.0011019 | 0.0011013 | 0.0011013 | 908 | 266 | 0 | 0.00019621 | 0.00019619 | 0.00019619 | 266 | 5097
267 | 4.45 | 0 | 0.00052229 | 7.5175e-12 | 0.76216 | 0.00052229 | 0.00052229 | 0 | 0.00052229 | 8.7049e-06 | 0.0011062 | 0.0011056 | 0.0011056 | 904 | 267 | 0 | 0.00019621 | 0.00019619 | 0.00019619 | 267 | 5097
268 | 4.4667 | 0 | 0.00052229 | 6.6486e-12 | 0.76216 | 0.00052229 | 0.00052229 | 0 | 0.00052229 | 8.7049e-06 | 0.0011104 | 0.0011098 | 0.0011098 | 901 | 268 | 0 | 0.00019621 | 0.00019619 | 0.00019619 | 268 | 5097
269 | 4.4833 | 0 | 0.00052229 | 5.8801e-12 | 0.76216 | 0.00052229 | 0.00052229 | 0 | 0.00052229 | 8.7049e-06 | 0.0011147 | 0.0011141 | 0.0011141 | 897 | 269 | 0 | 0.00019621 | 0.00019619 | 0.00019619 | 269 | 5097
270 | 4.5 | 0 | 0.00052229 | 5.2004e-12 | 0.76216 | 0.00052229 | 0.00052229 | 0 | 0.00052229 | 8.7049e-06 | 0.001119 | 0.0011183 | 0.0011183 | 894 | 270 | 0 | 0.00019621 | 0.00019619 | 0.00019619 | 270 | 5097
271 | 4.5167 | 0 | 0.00052229 | 4.5993e-12 | 0.76216 | 0.00052229 | 0.00052229 | 0 | 0.00052229 | 8.7049e-06 | 0.0011232 | 0.0011226 | 0.0011226 | 890 | 271 | 0 | 0.00019621 | 0.00019619 | 0.00019619 | 271 | 5097
272 | 4.5333 | 0 | 0.00052229 | 4.0677e-12 | 0.76216 | 0.00052229 | 0.00052229 | 0 | 0.00052229 | 8.7049e-06 | 0.0011275 | 0.0011269 | 0.0011269 | 887 | 272 | 0 | 0.00019621 | 0.00019619 | 0.00019619 | 272 | 5097
273 | 4.55 | 0 | 0.00052229 | 3.5975e-12 | 0.76216 | 0.00052229 | 0.00052229 | 0 | 0.00052229 | 8.7049e-06 | 0.0011318 | 0.0011311 | 0.0011311 | 884 | 273 | 0 | 0.00019621 | 0.00019619 | 0.00019619 | 273 | 5097
274 | 4.5667 | 0 | 0.00052229 | 3.1817e-12 | 0.76216 | 0.00052229 | 0.00052229 | 0 | 0.00052229 | 8.7049e-06 | 0.001136 | 0.0011354 | 0.0011354 | 880 | 274 | 0 | 0.00019621 | 0.00019619 | 0.00019619 | 274 | 5097
275 | 4.5833 | 0 | 0.00052229 | 2.8139e-12 | 0.76216 | 0.00052229 | 0.00052229 | 0 | 0.00052229 | 8.7049e-06 | 0.0011403 | 0.0011396 | 0.0011396 | 877 | 275 | 0 | 0.00019621 | 0.00019619 | 0.00019619 | 275 | 5097
276 | 4.6 | 0 | 0.00052229 | 2.4886e-12 | 0.76216 | 0.00052229 | 0.00052229 | 0 | 0.00052229 | 8.7049e-06 | 0.0011446 | 0.0011439 | 0.0011439 | 874 | 276 | 0 | 0.00019621 | 0.00019619 | 0.00019619 | 276 | 5097
277 | 4.6167 | 0 | 0.00052229 | 2.201e-12 | 0.76216 | 0.00052229 | 0.00052229 | 0 | 0.00052229 | 8.7049e-06 | 0.0011488 | 0.0011482 | 0.0011482 | 870 | 277 | 0 | 0.00019621 | 0.00019619 | 0.00019619 | 277 | 5097
278 | 4.6333 | 0 | 0.00052229 | 1.9466e-12 | 0.76216 | 0.00052229 | 0.00052229 | 0 | 0.00052229 | 8.7049e-06 | 0.0011531 | 0.0011524 | 0.0011524 | 867 | 278 | 0 | 0.00019621 | 0.00019619 | 0.00019619 | 278 | 5097
279 | 4.65 | 0 | 0.00052229 | 1.7216e-12 | 0.76216 | 0.00052229 | 0.00052229 | 0 | 0.00052229 | 8.7049e-06 | 0.0011574 | 0.0011567 | 0.0011567 | 864 | 279 | 0 | 0.00019621 | 0.00019619 | 0.00019619 | 279 | 5097
280 | 4.6667 | 0 | 0.00052229 | 1.5226e-12 | 0.76216 | 0.00052229 | 0.00052229 | 0 | 0.00052229 | 8.7049e-06 | 0.0011616 | 0.0011609 | 0.0011609 | 861 | 280 | 0 | 0.00019621 | 0.00019619 | 0.00019619 | 280 | 5097
281 | 4.6833 | 0 | 0.00052229 | 1.3466e-12 | 0.76216 | 0.00052229 | 0.00052229 | 0 | 0.00052229 | 8.7049e-06 | 0.0011659 | 0.0011652 | 0.0011652 | 858 | 281 | 0 | 0.00019621 | 0.00019619 | 0.00019619 | 281 | 5097
282 | 4.7 | 0 | 0.00052229 | 1.1909e-12 | 0.76216 | 0.00052229 | 0.00052229 | 0 | 0.00052229 | 8.7049e-06 | 0.0011702 | 0.0011695 | 0.0011695 | 855 | 282 | 0 | 0.00019621 | 0.00019619 | 0.00019619 | 282 | 5097
283 | 4.7167 | 0 | 0.00052229 | 1.0533e-12 | 0.76216 | 0.00052229 | 0.00052229 | 0 | 0.00052229 | 8.7049e-06 | 0.0011744 | 0.0011737 | 0.0011737 | 851 | 283 | 0 | 0.00019621 | 0.00019619 | 0.00019619 | 283 | 5097
284 | 4.7333 | 0 | 0.00052229 | 9.3153e-13 | 0.76216 | 0.00052229 | 0.00052229 | 0 | 0.00052229 | 8.7049e-06 | 0.0011787 | 0.001178 | 0.001178 | 848 | 284 | 0 | 0.00019621 | 0.00019619 | 0.00019619 | 284 | 5097
285 | 4.75 | 0 | 0.00052229 | 8.2385e-13 | 0.76216 | 0.00052229 | 0.00052229 | 0 | 0.00052229 | 8.7049e-06 | 0.0011829 | 0.0011822 | 0.0011822 | 845 | 285 | 0 | 0.00019621 | 0.00019619 | 0.00019619 | 285 | 5097
286 | 4.7667 | 0 | 0.00052229 | 7.2862e-13 | 0.76216 | 0.00052229 | 0.00052229 | 0 | 0.00052229 | 8.7049e-06 | 0.0011872 | 0.0011865 | 0.0011865 | 842 | 286 | 0 | 0.00019621 | 0.00019619 | 0.00019619 | 286 | 5097
287 | 4.7833 | 0 | 0.00052229 | 6.444e-13 | 0.76216 | 0.00052229 | 0.00052229 | 0 | 0.00052229 | 8.7049e-06 | 0.0011915 | 0.0011908 | 0.0011908 | 839 | 287 | 0 | 0.00019621 | 0.00019619 | 0.00019619 | 287 | 5097
288 | 4.8 | 0 | 0.00052229 | 5.6992e-13 | 0.76216 | 0.00052229 | 0.00052229 | 0 | 0.00052229 | 8.7049e-06 | 0.0011957 | 0.001195 | 0.001195 | 836 | 288 | 0 | 0.00019621 | 0.00019619 | 0.00019619 | 288 | 5097
289 | 4.8167 | 0 | 0.00052229 | 5.0404e-13 | 0.76216 | 0.00052229 | 0.00052229 | 0 | 0.00052229 | 8.7049e-06 | 0.0012 | 0.0011993 | 0.0011993 | 833 | 289 | 0 | 0.00019621 | 0.00019619 | 0.00019619 | 289 | 5097
290 | 4.8333 | 0 | 0.00052229 | 4.4578e-13 | 0.76216 | 0.00052229 | 0.00052229 | 0 | 0.00052229 | 8.7049e-06 | 0.0012043 | 0.0012036 | 0.0012036 | 830 | 290 | 0 | 0.00019621 | 0.00019619 | 0.00019619 | 290 | 5097
291 | 4.85 | 0 | 0.00052229 | 3.9425e-13 | 0.76216 | 0.00052229 | 0.00052229 | 0 | 0.00052229 | 8.7049e-06 | 0.0012085 | 0.0012078 | 0.0012078 | 827 | 291 | 0 | 0.00019621 | 0.00019619 | 0.00019619 | 291 | 5097
292 | 4.8667 | 0 | 0.00052229 | 3.4868e-13 | 0.76216 | 0.00052229 | 0.00052229 | 0 | 0.00052229 | 8.7049e-06 | 0.0012128 | 0.0012121 | 0.0012121 | 825 | 292 | 0 | 0.00019621 | 0.00019619 | 0.00019619 | 292 | 5097
293 | 4.8833 | 0 | 0.00052229 | 3.0838e-13 | 0.76216 | 0.00052229 | 0.00052229 | 0 | 0.00052229 | 8.7049e-06 | 0.0012171 | 0.0012163 | 0.0012163 | 822 | 293 | 0 | 0.00019621 | 0.00019619 | 0.00019619 | 293 | 5097
294 | 4.9 | 0 | 0.00052229 | 2.7273e-13 | 0.76216 | 0.00052229 | 0.00052229 | 0 | 0.00052229 | 8.7049e-06 | 0.0012213 | 0.0012206 | 0.0012206 | 819 | 294 | 0 | 0.00019621 | 0.00019619 | 0.00019619 | 294 | 5097
295 | 4.9167 | 0 | 0.00052229 | 2.4121e-13 | 0.76216 | 0.00052229 | 0.00052229 | 0 | 0.00052229 | 8.7049e-06 | 0.0012256 | 0.0012249 | 0.0012249 | 816 | 295 | 0 | 0.00019621 | 0.00019619 | 0.00019619 | 295 | 5097
296 | 4.9333 | 0 | 0.00052229 | 2.1333e-13 | 0.76216 | 0.00052229 | 0.00052229 | 0 | 0.00052229 | 8.7049e-06 | 0.0012299 | 0.0012291 | 0.0012291 | 813 | 296 | 0 | 0.00019621 | 0.00019619 | 0.00019619 | 296 | 5097
297 | 4.95 | 0 | 0.00052229 | 1.8867e-13 | 0.76216 | 0.00052229 | 0.00052229 | 0 | 0.00052229 | 8.7049e-06 | 0.0012341 | 0.0012334 | 0.0012334 | 810 | 297 | 0 | 0.00019621 | 0.00019619 | 0.00019619 | 297 | 5097
298 | 4.9667 | 0 | 0.00052229 | 1.6686e-13 | 0.76216 | 0.00052229 | 0.00052229 | 0 | 0.00052229 | 8.7049e-06 | 0.0012384 | 0.0012376 | 0.0012376 | 807 | 298 | 0 | 0.00019621 | 0.00019619 | 0.00019619 | 298 | 5097
299 | 4.9833 | 0 | 0.00052229 | 1.4757e-13 | 0.76216 | 0.00052229 | 0.00052229 | 0 | 0.00052229 | 8.7049e-06 | 0.0012427 | 0.0012419 | 0.0012419 | 805 | 299 | 0 | 0.00019621 | 0.00019619 | 0.00019619 | 299 | 5097
300 | 5 | 0 | 0.00052229 | 1.3052e-13 | 0.76216 | 0.00052229 | 0.00052229 | 0 | 0.00052229 | 8.7049e-06 | 0.0012469 | 0.0012462 | 0.0012462 | 802 | 300 | 0 | 0.00019621 | 0.00019619 | 0.00019619 | 300 | 5097
301 | 5.0167 | 0 | 0.00052229 | 1.1543e-13 | 0.76216 | 0.00052229 | 0.00052229 | 0 | 0.00052229 | 8.7049e-06 | 0.0012512 | 0.0012504 | 0.0012504 | 799 | 301 | 0 | 0.00019621 | 0.00019619 | 0.00019619 | 301 | 5097
302 | 5.0333 | 0 | 0.00052229 | 1.0209e-13 | 0.76216 | 0.00052229 | 0.00052229 | 0 | 0.00052229 | 8.7049e-06 | 0.0012555 | 0.0012547 | 0.0012547 | 797 | 302 | 0 | 0.00019621 | 0.00019619 | 0.00019619 | 302 | 5097
303 | 5.05 | 0 | 0.00052229 | 9.0287e-14 | 0.76216 | 0.00052229 | 0.00052229 | 0 | 0.00052229 | 8.7049e-06 | 0.0012597 | 0.0012589 | 0.0012589 | 794 | 303 | 0 | 0.00019621 | 0.00019619 | 0.00019619 | 303 | 5097
304 | 5.0667 | 0 | 0.00052229 | 7.9851e-14 | 0.76216 | 0.00052229 | 0.00052229 | 0 | 0.00052229 | 8.7049e-06 | 0.001264 | 0.0012632 | 0.0012632 | 791 | 304 | 0 | 0.00019621 | 0.00019619 | 0.00019619 | 304 | 5097
305 | 5.0833 | 0 | 0.00052229 | 7.0621e-14 | 0.76216 | 0.00052229 | 0.00052229 | 0 | 0.00052229 | 8.7049e-06 | 0.0012683 | 0.0012675 | 0.0012675 | 788 | 305 | 0 | 0.00019621 | 0.00019619 | 0.00019619 | 305 | 5097
306 | 5.1 | 0 | 0.00052229 | 6.2458e-14 | 0.76216 | 0.00052229 | 0.00052229 | 0 | 0.00052229 | 8.7049e-06 | 0.0012725 | 0.0012717 | 0.0012717 | 786 | 306 | 0 | 0.00019621 | 0.00019619 | 0.00019619 | 306 | 5097
307 | 5.1167 | 0 | 0.00052229 | 5.5238e-14 | 0.76216 | 0.00052229 | 0.00052229 | 0 | 0.00052229 | 8.7049e-06 | 0.0012768 | 0.001276 | 0.001276 | 783 | 307 | 0 | 0.00019621 | 0.00019619 | 0.00019619 | 307 | 5097
308 | 5.1333 | 0 | 0.00052229 | 4.8853e-14 | 0.76216 | 0.00052229 | 0.00052229 | 0 | 0.00052229 | 8.7049e-06 | 0.0012811 | 0.0012802 | 0.0012802 | 781 | 308 | 0 | 0.00019621 | 0.00019619 | 0.00019619 | 308 | 5097
309 | 5.15 | 0 | 0.00052229 | 4.3207e-14 | 0.76216 | 0.00052229 | 0.00052229 | 0 | 0.00052229 | 8.7049e-06 | 0.0012853 | 0.0012845 | 0.0012845 | 778 | 309 | 0 | 0.00019621 | 0.00019619 | 0.00019619 | 309 | 5097
310 | 5.1667 | 0 | 0.00052229 | 3.8212e-14 | 0.76216 | 0.00052229 | 0.00052229 | 0 | 0.00052229 | 8.7049e-06 | 0.0012896 | 0.0012888 | 0.0012888 | 775 | 310 | 0 | 0.00019621 | 0.00019619 | 0.00019619 | 310 | 5097
311 | 5.1833 | 0 | 0.00052229 | 3.3795e-14 | 0.76216 | 0.00052229 | 0.00052229 | 0 | 0.00052229 | 8.7049e-06 | 0.0012938 | 0.001293 | 0.001293 | 773 | 311 | 0 | 0.00019621 | 0.00019619 | 0.00019619 | 311 | 5097
312 | 5.2 | 0 | 0.00052229 | 2.9889e-14 | 0.76216 | 0.00052229 | 0.00052229 | 0 | 0.00052229 | 8.7049e-06 | 0.0012981 | 0.0012973 | 0.0012973 | 770 | 312 | 0 | 0.00019621 | 0.00019619 | 0.00019619 | 312 | 5097
313 | 5.2167 | 0 | 0.00052229 | 2.6434e-14 | 0.76216 | 0.00052229 | 0.00052229 | 0 | 0.00052229 | 8.7049e-06 | 0.0013024 | 0.0013015 | 0.0013015 | 768 | 313 | 0 | 0.00019621 | 0.00019619 | 0.00019619 | 313 | 5097
314 | 5.2333 | 0 | 0.00052229 | 2.3379e-14 | 0.76216 | 0.00052229 | 0.00052229 | 0 | 0.00052229 | 8.7049e-06 | 0.0013066 | 0.0013058 | 0.0013058 | 765 | 314 | 0 | 0.00019621 | 0.00019619 | 0.00019619 | 314 | 5097
315 | 5.25 | 0 | 0.00052229 | 2.0676e-14 | 0.76216 | 0.00052229 | 0.00052229 | 0 | 0.00052229 | 8.7049e-06 | 0.0013109 | 0.0013101 | 0.0013101 | 763 | 315 | 0 | 0.00019621 | 0.00019619 | 0.00019619 | 315 | 5097
316 | 5.2667 | 0 | 0.00052229 | 1.8286e-14 | 0.76216 | 0.00052229 | 0.00052229 | 0 | 0.00052229 | 8.7049e-06 | 0.0013152 | 0.0013143 | 0.0013143 | 760 | 316 | 0 | 0.00019621 | 0.00019619 | 0.00019619 | 316 | 5097
317 | 5.2833 | 0 | 0.00052229 | 1.6173e-14 | 0.76216 | 0.00052229 | 0.00052229 | 0 | 0.00052229 | 8.7049e-06 | 0.0013194 | 0.0013186 | 0.0013186 | 758 | 317 | 0 | 0.00019621 | 0.00019619 | 0.00019619 | 317 | 5097
318 | 5.3 | 0 | 0.00052229 | 1.4303e-14 | 0.76216 | 0.00052229 | 0.00052229 | 0 | 0.00052229 | 8.7049e-06 | 0.0013237 | 0.0013228 | 0.0013228 | 755 | 318 | 0 | 0.00019621 | 0.00019619 | 0.00019619 | 318 | 5097
319 | 5.3167 | 0 | 0.00052229 | 1.265e-14 | 0.76216 | 0.00052229 | 0.00052229 | 0 | 0.00052229 | 8.7049e-06 | 0.001328 | 0.0013271 | 0.0013271 | 753 | 319 | 0 | 0.00019621 | 0.00019619 | 0.00019619 | 319 | 5097
320 | 5.3333 | 0 | 0.00052229 | 1.1188e-14 | 0.76216 | 0.00052229 | 0.00052229 | 0 | 0.00052229 | 8.7049e-06 | 0.0013322 | 0.0013314 | 0.0013314 | 751 | 320 | 0 | 0.00019621 | 0.00019619 | 0.00019619 | 320 | 5097
321 | 5.35 | 0 | 0.00052229 | 9.8946e-15 | 0.76216 | 0.00052229 | 0.00052229 | 0 | 0.00052229 | 8.7049e-06 | 0.0013365 | 0.0013356 | 0.0013356 | 748 | 321 | 0 | 0.00019621 | 0.00019619 | 0.00019619 | 321 | 5097
322 | 5.3667 | 0 | 0.00052229 | 8.7509e-15 | 0.76216 | 0.00052229 | 0.00052229 | 0 | 0.00052229 | 8.7049e-06 | 0.0013408 | 0.0013399 | 0.0013399 | 746 | 322 | 0 | 0.00019621 | 0.00019619 | 0.00019619 | 322 | 5097
323 | 5.3833 | 0 | 0.00052229 | 7.7394e-15 | 0.76216 | 0.00052229 | 0.00052229 | 0 | 0.00052229 | 8.7049e-06 | 0.001345 | 0.0013441 | 0.0013441 | 743 | 323 | 0 | 0.00019621 | 0.00019619 | 0.00019619 | 323 | 5097
324 | 5.4 | 0 | 0.00052229 | 6.8448e-15 | 0.76216 | 0.00052229 | 0.00052229 | 0 | 0.00052229 | 8.7049e-06 | 0.0013493 | 0.0013484 | 0.0013484 | 741 | 324 | 0 | 0.00019621 | 0.00019619 | 0.00019619 | 324 | 5097
325 | 5.4167 | 0 | 0.00052229 | 6.0536e-15 | 0.76216 | 0.00052229 | 0.00052229 | 0 | 0.00052229 | 8.7049e-06 | 0.0013536 | 0.0013526 | 0.0013526 | 739 | 325 | 0 | 0.00019621 | 0.00019619 | 0.00019619 | 325 | 5097
326 | 5.4333 | 0 | 0.00052229 | 5.3539e-15 | 0.76216 | 0.00052229 | 0.00052229 | 0 | 0.00052229 | 8.7049e-06 | 0.0013578 | 0.0013569 | 0.0013569 | 736 | 326 | 0 | 0.00019621 | 0.00019619 | 0.00019619 | 326 | 5097
327 | 5.45 | 0 | 0.00052229 | 4.735e-15 | 0.76216 | 0.00052229 | 0.00052229 | 0 | 0.00052229 | 8.7049e-06 | 0.0013621 | 0.0013612 | 0.0013612 | 734 | 327 | 0 | 0.00019621 | 0.00019619 | 0.00019619 | 327 | 5097
328 | 5.4667 | 0 | 0.00052229 | 4.1877e-15 | 0.76216 | 0.00052229 | 0.00052229 | 0 | 0.00052229 | 8.7049e-06 | 0.0013664 | 0.0013654 | 0.0013654 | 732 | 328 | 0 | 0.00019621 | 0.00019619 | 0.00019619 | 328 | 5097
329 | 5.4833 | 0 | 0.00052229 | 3.7037e-15 | 0.76216 | 0.00052229 | 0.00052229 | 0 | 0.00052229 | 8.7049e-06 | 0.0013706 | 0.0013697 | 0.0013697 | 730 | 329 | 0 | 0.00019621 | 0.00019619 | 0.00019619 | 329 | 5097
330 | 5.5 | 0 | 0.00052229 | 3.2756e-15 | 0.76216 | 0.00052229 | 0.00052229 | 0 | 0.00052229 | 8.7049e-06 | 0.0013749 | 0.0013739 | 0.0013739 | 727 | 330 | 0 | 0.00019621 | 0.00019619 | 0.00019619 | 330 | 5097
331 | 5.5167 | 0 | 0.00052229 | 2.8969e-15 | 0 | 0.00052229 | 0.00046192 | 0 | 0.00046192 | 7.6987e-06 | 0.0013787 | 0.0013777 | 0.0013777 | 725 | 331 | 0 | 0.00019621 | 0.00019619 | 0.00019619 | 331 | 5097
332 | 5.5333 | 0 | 0.00052229 | 2.5621e-15 | 0 | 0.00052229 | 0.00040853 | 0 | 0.00040853 | 6.8088e-06 | 0.001382 | 0.001381 | 0.001381 | 724 | 332 | 0 | 0.00019621 | 0.00019619 | 0.00019619 | 332 | 5097
333 | 5.55 | 0 | 0.00052229 | 2.2659e-15 | 0 | 0.00052229 | 0.00036131 | 0 | 0.00036131 | 6.0218e-06 | 0.001385 | 0.001384 | 0.001384 | 722 | 333 | 0 | 0.00019621 | 0.00019619 | 0.00019619 | 333 | 5097
334 | 5.5667 | 0 | 0.00052229 | 2.004e-15 | 0 | 0.00052229 | 0.00031954 | 0 | 0.00031954 | 5.3257e-06 | 0.0013876 | 0.0013866 | 0.0013866 | 721 | 334 | 0 | 0.00019621 | 0.00019619 | 0.00019619 | 334 | 5097
335 | 5.5833 | 0 | 0.00052229 | 1.7724e-15 | 0 | 0.00052229 | 0.00028261 | 0 | 0.00028261 | 4.7101e-06 | 0.0013899 | 0.0013889 | 0.0013889 | 719 | 335 | 0 | 0.00019621 | 0.00019619 | 0.00019619 | 335 | 5097
336 | 5.6 | 0 | 0.00052229 | 1.5675e-15 | 0 | 0.00052229 | 0.00024994 | 0 | 0.00024994 | 4.1657e-06 | 0.0013919 | 0.0013909 | 0.0013909 | 718 | 336 | 0 | 0.00019621 | 0.00019619 | 0.00019619 | 336 | 5097
337 | 5.6167 | 0 | 0.00052229 | 1.3863e-15 | 0 | 0.00052229 | 0.00022105 | 0 | 0.00022105 | 3.6842e-06 | 0.0013937 | 0.0013927 | 0.0013927 | 718 | 337 | 0 | 0.00019621 | 0.00019619 | 0.00019619 | 337 | 5097
338 | 5.6333 | 0 | 0.00052229 | 1.2261e-15 | 0 | 0.00052229 | 0.0001955 | 0 | 0.0001955 | 3.2583e-06 | 0.0013953 | 0.0013943 | 0.0013943 | 717 | 338 | 0 | 0.00019621 | 0.00019619 | 0.00019619 | 338 | 5097
339 | 5.65 | 0 | 0.00052229 | 1.0844e-15 | 0 | 0.00052229 | 0.0001729 | 0 | 0.0001729 | 2.8817e-06 | 0.0013967 | 0.0013957 | 0.0013957 | 716 | 339 | 0 | 0.00019621 | 0.00019619 | 0.00019619 | 339 | 5097
340 | 5.6667 | 0 | 0.00052229 | 9.5902e-16 | 0 | 0.00052229 | 0.00015292 | 0 | 0.00015292 | 2.5486e-06 | 0.001398 | 0.001397 | 0.001397 | 715 | 340 | 0 | 0.00019621 | 0.00019619 | 0.00019619 | 340 | 5097
341 | 5.6833 | 0 | 0.00052229 | 8.4817e-16 | 0 | 0.00052229 | 0.00013524 | 0 | 0.00013524 | 2.254e-06 | 0.0013991 | 0.0013981 | 0.0013981 | 715 | 341 | 0 | 0.00019621 | 0.00019619 | 0.00019619 | 341 | 5097
342 | 5.7 | 0 | 0.00052229 | 7.5013e-16 | 0 | 0.00052229 | 0.00011961 | 0 | 0.00011961 | 1.9935e-06 | 0.0014001 | 0.0013991 | 0.0013991 | 714 | 342 | 0 | 0.00019621 | 0.00019619 | 0.00019619 | 342 | 5097
343 | 5.7167 | 0 | 0.00052229 | 6.6342e-16 | 0 | 0.00052229 | 0.00010578 | 0 | 0.00010578 | 1.7631e-06 | 0.0014009 | 0.0013999 | 0.0013999 | 714 | 343 | 0 | 0.00019621 | 0.00019619 | 0.00019619 | 343 | 5097
344 | 5.7333 | 0 | 0.00052229 | 5.8674e-16 | 0 | 0.00052229 | 9.3556e-05 | 0 | 9.3556e-05 | 1.5593e-06 | 0.0014017 | 0.0014007 | 0.0014007 | 713 | 344 | 0 | 0.00019621 | 0.00019619 | 0.00019619 | 344 | 5097
345 | 5.75 | 0 | 0.00052229 | 5.1892e-16 | 0 | 0.00052229 | 8.2742e-05 | 0 | 8.2742e-05 | 1.379e-06 | 0.0014024 | 0.0014014 | 0.0014014 | 713 | 345 | 0 | 0.00019621 | 0.00019619 | 0.00019619 | 345 | 5097
346 | 5.7667 | 0 | 0.00052229 | 4.5894e-16 | 0 | 0.00052229 | 7.3178e-05 | 0 | 7.3178e-05 | 1.2196e-06 | 0.001403 | 0.001402 | 0.001402 | 713 | 346 | 0 | 0.00019621 | 0.00019619 | 0.00019619 | 346 | 5097
347 | 5.7833 | 0 | 0.00052229 | 4.0589e-16 | 0 | 0.00052229 | 6.4719e-05 | 0 | 6.4719e-05 | 1.0787e-06 | 0.0014035 | 0.0014025 | 0.0014025 | 713 | 347 | 0 | 0.00019621 | 0.00019619 | 0.00019619 | 347 | 5097
348 | 5.8 | 0 | 0.00052229 | 3.5897e-16 | 0 | 0.00052229 | 5.7238e-05 | 0 | 5.7238e-05 | 9.5397e-07 | 0.001404 | 0.001403 | 0.001403 | 712 | 348 | 0 | 0.00019621 | 0.00019619 | 0.00019619 | 348 | 5097
349 | 5.8167 | 0 | 0.00052229 | 3.1748e-16 | 0 | 0.00052229 | 5.0622e-05 | 0 | 5.0622e-05 | 8.4371e-07 | 0.0014044 | 0.0014034 | 0.0014034 | 712 | 349 | 0 | 0.00019621 | 0.00019619 | 0.00019619 | 349 | 5097
350 | 5.8333 | 0 | 0.00052229 | 2.8078e-16 | 0 | 0.00052229 | 4.4771e-05 | 0 | 4.4771e-05 | 7.4618e-07 | 0.0014047 | 0.0014037 | 0.0014037 | 712 | 350 | 0 | 0.00019621 | 0.00019619 | 0.00019619 | 350 | 5097
351 | 5.85 | 0 | 0.00052229 | 2.4833e-16 | 0 | 0.00052229 | 3.9596e-05 | 0 | 3.9596e-05 | 6.5993e-07 | 0.0014051 | 0.0014041 | 0.0014041 | 712 | 351 | 0 | 0.00019621 | 0.00019619 | 0.00019619 | 351 | 5097
352 | 5.8667 | 0 | 0.00052229 | 2.1962e-16 | 0 | 0.00052229 | 3.5019e-05 | 0 | 3.5019e-05 | 5.8365e-07 | 0.0014053 | 0.0014044 | 0.0014044 | 712 | 352 | 0 | 0.00019621 | 0.00019619 | 0.00019619 | 352 | 5097
353 | 5.8833 | 0 | 0.00052229 | 1.9424e-16 | 0 | 0.00052229 | 3.0971e-05 | 0 | 3.0971e-05 | 5.1619e-07 | 0.0014056 | 0.0014046 | 0.0014046 | 711 | 353 | 0 | 0.00019621 | 0.00019619 | 0.00019619 | 353 | 5097
354 | 5.9 | 0 | 0.00052229 | 1.7179e-16 | 0 | 0.00052229 | 2.7391e-05 | 0 | 2.7391e-05 | 4.5652e-07 | 0.0014058 | 0.0014048 | 0.0014048 | 711 | 354 | 0 | 0.00019621 | 0.00019619 | 0.00019619 | 354 | 5097
355 | 5.9167 | 0 | 0.00052229 | 1.5193e-16 | 0 | 0.00052229 | 2.4225e-05 | 0 | 2.4225e-05 | 4.0375e-07 | 0.001406 | 0.001405 | 0.001405 | 711 | 355 | 0 | 0.00019621 | 0.00019619 | 0.00019619 | 355 | 5097
356 | 5.9333 | 0 | 0.00052229 | 1.3437e-16 | 0 | 0.00052229 | 2.1425e-05 | 0 | 2.1425e-05 | 3.5708e-07 | 0.0014062 | 0.0014052 | 0.0014052 | 711 | 356 | 0 | 0.00019621 | 0.00019619 | 0.00019619 | 356 | 5097
357 | 5.95 | 0 | 0.00052229 | 1.1884e-16 | 0 | 0.00052229 | 1.8949e-05 | 0 | 1.8949e-05 | 3.1581e-07 | 0.0014063 | 0.0014054 | 0.0014054 | 711 | 357 | 0 | 0.00019621 | 0.00019619 | 0.00019619 | 357 | 5097
358 | 5.9667 | 0 | 0.00052229 | 1.051e-16 | 0 | 0.00052229 | 1.6758e-05 | 0 | 1.6758e-05 | 2.793e-07 | 0.0014065 | 0.0014055 | 0.0014055 | 711 | 358 | 0 | 0.00019621 | 0.00019619 | 0.00019619 | 358 | 5097
359 | 5.9833 | 0 | 0.00052229 | 9.2952e-17 | 0 | 0.00052229 | 1.4821e-05 | 0 | 1.4821e-05 | 2.4702e-07 | 0.0014066 | 0.0014056 | 0.0014056 | 711 | 359 | 0 | 0.00019621 | 0.00019619 | 0.00019619 | 359 | 5097
360 | 6 | 0 | 0.00052229 | 8.2208e-17 | 0 | 0.00052229 | 1.3108e-05 | 0 | 1.3108e-05 | 2.1847e-07 | 0.0014067 | 0.0014057 | 0.0014057 | 711 | 360 | 0 | 0.00019621 | 0.00019619 | 0.00019619 | 360 | 5097
361 | 6.0167 | 0 | 0.00052229 | 7.2705e-17 | 0 | 0.00052229 | 1.1593e-05 | 0 | 1.1593e-05 | 1.9322e-07 | 0.0014068 | 0.0014058 | 0.0014058 | 711 | 361 | 0 | 0.00019621 | 0.00019619 | 0.00019619 | 361 | 5097
362 | 6.0333 | 0 | 0.00052229 | 6.4301e-17 | 0 | 0.00052229 | 1.0253e-05 | 0 | 1.0253e-05 | 1.7088e-07 | 0.0014069 | 0.0014059 | 0.0014059 | 711 | 362 | 0 | 0.00019621 | 0.00019619 | 0.00019619 | 362 | 5097
363 | 6.05 | 0 | 0.00052229 | 5.6869e-17 | 0 | 0.00052229 | 9.0678e-06 | 0 | 9.0678e-06 | 1.5113e-07 | 0.001407 | 0.001406 | 0.001406 | 711 | 363 | 0 | 0.00019621 | 0.00019619 | 0.00019619 | 363 | 5097
364 | 6.0667 | 0 | 0.00052229 | 5.0295e-17 | 0 | 0.00052229 | 8.0196e-06 | 0 | 8.0196e-06 | 1.3366e-07 | 0.001407 | 0.001406 | 0.001406 | 711 | 364 | 0 | 0.00019621 | 0.00019619 | 0.00019619 | 364 | 5097
365 | 6.0833 | 0 | 0.00052229 | 4.4482e-17 | 0 | 0.00052229 | 7.0927e-06 | 0 | 7.0927e-06 | 1.1821e-07 | 0.0014071 | 0.0014061 | 0.0014061 | 711 | 365 | 0 | 0.00019621 | 0.00019619 | 0.00019619 | 365 | 5097
366 | 6.1 | 0 | 0.00052229 | 3.934e-17 | 0 | 0.00052229 | 6.2728e-06 | 0 | 6.2728e-06 | 1.0455e-07 | 0.0014071 | 0.0014061 | 0.0014061 | 711 | 366 | 0 | 0.00019621 | 0.00019619 | 0.00019619 | 366 | 5097
367 | 6.1167 | 0 | 0.00052229 | 3.4793e-17 | 0 | 0.00052229 | 5.5478e-06 | 0 | 5.5478e-06 | 9.2463e-08 | 0.0014072 | 0.0014062 | 0.0014062 | 711 | 367 | 0 | 0.00019621 | 0.00019619 | 0.00019619 | 367 | 5097
368 | 6.1333 | 0 | 0.00052229 | 3.0771e-17 | 0 | 0.00052229 | 4.9065e-06 | 0 | 4.9065e-06 | 8.1775e-08 | 0.0014072 | 0.0014062 | 0.0014062 | 711 | 368 | 0 | 0.00019621 | 0.00019619 | 0.00019619 | 368 | 5097
369 | 6.15 | 0 | 0.00052229 | 2.7214e-17 | 0 | 0.00052229 | 4.3394e-06 | 0 | 4.3394e-06 | 7.2323e-08 | 0.0014073 | 0.0014063 | 0.0014063 | 711 | 369 | 0 | 0.00019621 | 0.00019619 | 0.00019619 | 369 | 5097
370 | 6.1667 | 0 | 0.00052229 | 2.4069e-17 | 0 | 0.00052229 | 3.8378e-06 | 0 | 3.8378e-06 | 6.3963e-08 | 0.0014073 | 0.0014063 | 0.0014063 | 711 | 370 | 0 | 0.00019621 | 0.00019619 | 0.00019619 | 370 | 5097
371 | 6.1833 | 0 | 0.00052229 | 2.1287e-17 | 0 | 0.00052229 | 3.3942e-06 | 0 | 3.3942e-06 | 5.657e-08 | 0.0014073 | 0.0014063 | 0.0014063 | 711 | 371 | 0 | 0.00019621 | 0.00019619 | 0.00019619 | 371 | 5097
372 | 6.2 | 0 | 0.00052229 | 1.8826e-17 | 0 | 0.00052229 | 3.0018e-06 | 0 | 3.0018e-06 | 5.0031e-08 | 0.0014073 | 0.0014063 | 0.0014063 | 711 | 372 | 0 | 0.00019621 | 0.00019619 | 0.00019619 | 372 | 5097
373 | 6.2167 | 0 | 0.00052229 | 1.665e-17 | 0 | 0.00052229 | 2.6549e-06 | 0 | 2.6549e-06 | 4.4248e-08 | 0.0014074 | 0.0014064 | 0.0014064 | 711 | 373 | 0 | 0.00019621 | 0.00019619 | 0.00019619 | 373 | 5097
374 | 6.2333 | 0 | 0.00052229 | 1.4725e-17 | 0 | 0.00052229 | 2.348e-06 | 0 | 2.348e-06 | 3.9133e-08 | 0.0014074 | 0.0014064 | 0.0014064 | 711 | 374 | 0 | 0.00019621 | 0.00019619 | 0.00019619 | 374 | 5097
375 | 6.25 | 0 | 0.00052229 | 1.3023e-17 | 0 | 0.00052229 | 2.0766e-06 | 0 | 2.0766e-06 | 3.461e-08 | 0.0014074 | 0.0014064 | 0.0014064 | 711 | 375 | 0 | 0.00019621 | 0.00019619 | 0.00019619 | 375 | 5097
376 | 6.2667 | 0 | 0.00052229 | 1.1518e-17 | 0 | 0.00052229 | 1.8366e-06 | 0 | 1.8366e-06 | 3.0609e-08 | 0.0014074 | 0.0014064 | 0.0014064 | 711 | 376 | 0 | 0.00019621 | 0.00019619 | 0.00019619 | 376 | 5097
377 | 6.2833 | 0 | 0.00052229 | 1.0187e-17 | 0 | 0.00052229 | 1.6243e-06 | 0 | 1.6243e-06 | 2.7071e-08 | 0.0014074 | 0.0014064 | 0.0014064 | 711 | 377 | 0 | 0.00019621 | 0.00019619 | 0.00019619 | 377 | 5097
378 | 6.3 | 0 | 0.00052229 | 9.0092e-18 | 0 | 0.00052229 | 1.4365e-06 | 0 | 1.4365e-06 | 2.3942e-08 | 0.0014074 | 0.0014064 | 0.0014064 | 711 | 378 | 0 | 0.00019621 | 0.00019619 | 0.00019619 | 378 | 5097
379 | 6.3167 | 0 | 0.00052229 | 7.9678e-18 | 0 | 0.00052229 | 1.2705e-06 | 0 | 1.2705e-06 | 2.1175e-08 | 0.0014074 | 0.0014065 | 0.0014065 | 711 | 379 | 0 | 0.00019621 | 0.00019619 | 0.00019619 | 379 | 5097
380 | 6.3333 | 0 | 0.00052229 | 7.0468e-18 | 0 | 0.00052229 | 1.1236e-06 | 0 | 1.1236e-06 | 1.8727e-08 | 0.0014075 | 0.0014065 | 0.0014065 | 711 | 380 | 0 | 0.00019621 | 0.00019619 | 0.00019619 | 380 | 5097
381 | 6.35 | 0 | 0.00052229 | 6.2323e-18 | 0 | 0.00052229 | 9.9375e-07 | 0 | 9.9375e-07 | 1.6562e-08 | 0.0014075 | 0.0014065 | 0.0014065 | 710 | 381 | 0 | 0.00019621 | 0.00019619 | 0.00019619 | 381 | 5097
382 | 6.3667 | 0 | 0.00052229 | 5.5119e-18 | 0 | 0.00052229 | 8.7888e-07 | 0 | 8.7888e-07 | 1.4648e-08 | 0.0014075 | 0.0014065 | 0.0014065 | 710 | 382 | 0 | 0.00019621 | 0.00019619 | 0.00019619 | 382 | 5097
383 | 6.3833 | 0 | 0.00052229 | 4.8748e-18 | 0 | 0.00052229 | 7.7729e-07 | 0 | 7.7729e-07 | 1.2955e-08 | 0.0014075 | 0.0014065 | 0.0014065 | 710 | 383 | 0 | 0.00019621 | 0.00019619 | 0.00019619 | 383 | 5097
384 | 6.4 | 0 | 0.00052229 | 4.3113e-18 | 0 | 0.00052229 | 6.8744e-07 | 0 | 6.8744e-07 | 1.1457e-08 | 0.0014075 | 0.0014065 | 0.0014065 | 710 | 384 | 0 | 0.00019621 | 0.00019619 | 0.00019619 | 384 | 5097
385 | 6.4167 | 0 | 0.00052229 | 3.813e-18 | 0 | 0.00052229 | 6.0798e-07 | 0 | 6.0798e-07 | 1.0133e-08 | 0.0014075 | 0.0014065 | 0.0014065 | 710 | 385 | 0 | 0.00019621 | 0.00019619 | 0.00019619 | 385 | 5097
386 | 6.4333 | 0 | 0.00052229 | 3.3723e-18 | 0 | 0.00052229 | 5.3771e-07 | 0 | 5.3771e-07 | 8.9618e-09 | 0.0014075 | 0.0014065 | 0.0014065 | 710 | 386 | 0 | 0.00019621 | 0.00019619 | 0.00019619 | 386 | 5097
387 | 6.45 | 0 | 0.00052229 | 2.9825e-18 | 0 | 0.00052229 | 4.7555e-07 | 0 | 4.7555e-07 | 7.9259e-09 | 0.0014075 | 0.0014065 | 0.0014065 | 710 | 387 | 0 | 0.00019621 | 0.00019619 | 0.00019619 | 387 | 5097
388 | 6.4667 | 0 | 0.00052229 | 2.6377e-18 | 0 | 0.00052229 | 4.2059e-07 | 0 | 4.2059e-07 | 7.0098e-09 | 0.0014075 | 0.0014065 | 0.0014065 | 710 | 388 | 0 | 0.00019621 | 0.00019619 | 0.00019619 | 388 | 5097
389 | 6.4833 | 0 | 0.00052229 | 2.3328e-18 | 0 | 0.00052229 | 3.7197e-07 | 0 | 3.7197e-07 | 6.1995e-09 | 0.0014075 | 0.0014065 | 0.0014065 | 710 | 389 | 0 | 0.00019621 | 0.00019619 | 0.00019619 | 389 | 5097
390 | 6.5 | 0 | 0.00052229 | 2.0632e-18 | 0 | 0.00052229 | 3.2897e-07 | 0 | 3.2897e-07 | 5.4829e-09 | 0.0014075 | 0.0014065 | 0.0014065 | 710 | 390 | 0 | 0.00019621 | 0.00019619 | 0.00019619 | 390 | 5097
391 | 6.5167 | 0 | 0.00052229 | 1.8247e-18 | 0 | 0.00052229 | 2.9095e-07 | 0 | 2.9095e-07 | 4.8492e-09 | 0.0014075 | 0.0014065 | 0.0014065 | 710 | 391 | 0 | 0.00019621 | 0.00019619 | 0.00019619 | 391 | 5097
392 | 6.5333 | 0 | 0.00052229 | 1.6138e-18 | 0 | 0.00052229 | 2.5732e-07 | 0 | 2.5732e-07 | 4.2886e-09 | 0.0014075 | 0.0014065 | 0.0014065 | 710 | 392 | 0 | 0.00019621 | 0.00019619 | 0.00019619 | 392 | 5097
393 | 6.55 | 0 | 0.00052229 | 1.4272e-18 | 0 | 0.00052229 | 2.2758e-07 | 0 | 2.2758e-07 | 3.7929e-09 | 0.0014075 | 0.0014065 | 0.0014065 | 710 | 393 | 0 | 0.00019621 | 0.00019619 | 0.00019619 | 393 | 5097
394 | 6.5667 | 0 | 0.00052229 | 1.2623e-18 | 0 | 0.00052229 | 2.0127e-07 | 0 | 2.0127e-07 | 3.3545e-09 | 0.0014075 | 0.0014065 | 0.0014065 | 710 | 394 | 0 | 0.00019621 | 0.00019619 | 0.00019619 | 394 | 5097
395 | 6.5833 | 0 | 0.00052229 | 1.1164e-18 | 0 | 0.00052229 | 1.7801e-07 | 0 | 1.7801e-07 | 2.9668e-09 | 0.0014075 | 0.0014065 | 0.0014065 | 710 | 395 | 0 | 0.00019621 | 0.00019619 | 0.00019619 | 395 | 5097
396 | 6.6 | 0 | 0.00052229 | 9.8733e-19 | 0 | 0.00052229 | 1.5743e-07 | 0 | 1.5743e-07 | 2.6238e-09 | 0.0014075 | 0.0014065 | 0.0014065 | 710 | 396 | 0 | 0.00019621 | 0.00019619 | 0.00019619 | 396 | 5097
397 | 6.6167 | 0 | 0.00052229 | 8.732e-19 | 0 | 0.00052229 | 1.3923e-07 | 0 | 1.3923e-07 | 2.3205e-09 | 0.0014075 | 0.0014065 | 0.0014065 | 710 | 397 | 0 | 0.00019621 | 0.00019619 | 0.00019619 | 397 | 5097
398 | 6.6333 | 0 | 0.00052229 | 7.7227e-19 | 0 | 0.00052229 | 1.2314e-07 | 0 | 1.2314e-07 | 2.0523e-09 | 0.0014075 | 0.0014065 | 0.0014065 | 710 | 398 | 0 | 0.00019621 | 0.00019619 | 0.00019619 | 398 | 5097
399 | 6.65 | 0 | 0.00052229 | 6.8301e-19 | 0 | 0.00052229 | 1.0891e-07 | 0 | 1.0891e-07 | 1.8151e-09 | 0.0014075 | 0.0014065 | 0.0014065 | 710 | 399 | 0 | 0.00019621 | 0.00019619 | 0.00019619 | 399 | 5097
400 | 6.6667 | 0 | 0.00052229 | 6.0406e-19 | 0 | 0.00052229 | 9.6317e-08 | 0 | 9.6317e-08 | 1.6053e-09 | 0.0014075 | 0.0014065 | 0.0014065 | 710 | 400 | 0 | 0.00019621 | 0.00019619 | 0.00019619 | 400 | 5097
401 | 6.6833 | 0 | 0.00052229 | 5.3423e-19 | 0 | 0.00052229 | 8.5184e-08 | 0 | 8.5184e-08 | 1.4197e-09 | 0.0014075 | 0.0014065 | 0.0014065 | 710 | 401 | 0 | 0.00019621 | 0.00019619 | 0.00019619 | 401 | 5097
402 | 6.7 | 0 | 0.00052229 | 4.7248e-19 | 0 | 0.00052229 | 7.5338e-08 | 0 | 7.5338e-08 | 1.2556e-09 | 0.0014075 | 0.0014065 | 0.0014065 | 710 | 402 | 0 | 0.00019621 | 0.00019619 | 0.00019619 | 402 | 5097
403 | 6.7167 | 0 | 0.00052229 | 4.1787e-19 | 0 | 0.00052229 | 6.663e-08 | 0 | 6.663e-08 | 1.1105e-09 | 0.0014075 | 0.0014065 | 0.0014065 | 710 | 403 | 0 | 0.00019621 | 0.00019619 | 0.00019619 | 403 | 5097
404 | 6.7333 | 0 | 0.00052229 | 3.6957e-19 | 0 | 0.00052229 | 5.8928e-08 | 0 | 5.8928e-08 | 9.8213e-10 | 0.0014075 | 0.0014065 | 0.0014065 | 710 | 404 | 0 | 0.00019621 | 0.00019619 | 0.00019619 | 404 | 5097
405 | 6.75 | 0 | 0.00052229 | 3.2685e-19 | 0 | 0.00052229 | 5.2116e-08 | 0 | 5.2116e-08 | 8.6861e-10 | 0.0014075 | 0.0014065 | 0.0014065 | 710 | 405 | 0 | 0.00019621 | 0.00019619 | 0.00019619 | 405 | 5097
406 | 6.7667 | 0 | 0.00052229 | 2.8907e-19 | 0 | 0.00052229 | 4.6092e-08 | 0 | 4.6092e-08 | 7.6821e-10 | 0.0014075 | 0.0014065 | 0.0014065 | 710 | 406 | 0 | 0.00019621 | 0.00019619 | 0.00019619 | 406 | 5097
407 | 6.7833 | 0 | 0.00052229 | 2.5566e-19 | 0 | 0.00052229 | 4.0765e-08 | 0 | 4.0765e-08 | 6.7941e-10 | 0.0014075 | 0.0014065 | 0.0014065 | 710 | 407 | 0 | 0.00019621 | 0.00019619 | 0.00019619 | 407 | 5097
408 | 6.8 | 0 | 0.00052229 | 2.2611e-19 | 0 | 0.00052229 | 3.6053e-08 | 0 | 3.6053e-08 | 6.0088e-10 | 0.0014075 | 0.0014065 | 0.0014065 | 710 | 408 | 0 | 0.00019621 | 0.00019619 | 0.00019619 | 408 | 5097
409 | 6.8167 | 0 | 0.00052229 | 1.9997e-19 | 0 | 0.00052229 | 3.1885e-08 | 0 | 3.1885e-08 | 5.3142e-10 | 0.0014075 | 0.0014065 | 0.0014065 | 710 | 409 | 0 | 0.00019621 | 0.00019619 | 0.00019619 | 409 | 5097
410 | 6.8333 | 0 | 0.00052229 | 1.7686e-19 | 0 | 0.00052229 | 2.82e-08 | 0 | 2.82e-08 | 4.7e-10 | 0.0014075 | 0.0014065 | 0.0014065 | 710 | 410 | 0 | 0.00019621 | 0.00019619 | 0.00019619 | 410 | 5097
411 | 6.85 | 0 | 0.00052229 | 1.5641e-19 | 0 | 0.00052229 | 2.494e-08 | 0 | 2.494e-08 | 4.1567e-10 | 0.0014075 | 0.0014065 | 0.0014065 | 710 | 411 | 0 | 0.00019621 | 0.00019619 | 0.00019619 | 411 | 5097
412 | 6.8667 | 0 | 0.00052229 | 1.3833e-19 | 0 | 0.00052229 | 2.2057e-08 | 0 | 2.2057e-08 | 3.6762e-10 | 0.0014075 | 0.0014065 | 0.0014065 | 710 | 412 | 0 | 0.00019621 | 0.00019619 | 0.00019619 | 412 | 5097
413 | 6.8833 | 0 | 0.00052229 | 1.2234e-19 | 0 | 0.00052229 | 1.9508e-08 | 0 | 1.9508e-08 | 3.2513e-10 | 0.0014075 | 0.0014065 | 0.0014065 | 710 | 413 | 0 | 0.00019621 | 0.00019619 | 0.00019619 | 413 | 5097
414 | 6.9 | 0 | 0.00052229 | 1.082e-19 | 0 | 0.00052229 | 1.7253e-08 | 0 | 1.7253e-08 | 2.8755e-10 | 0.0014075 | 0.0014065 | 0.0014065 | 710 | 414 | 0 | 0.00019621 | 0.00019619 | 0.00019619 | 414 | 5097
415 | 6.9167 | 0 | 0.00052229 | 9.5695e-20 | 0 | 0.00052229 | 1.5259e-08 | 0 | 1.5259e-08 | 2.5431e-10 | 0.0014075 | 0.0014065 | 0.0014065 | 710 | 415 | 0 | 0.00019621 | 0.00019619 | 0.00019619 | 415 | 5097
416 | 6.9333 | 0 | 0.00052229 | 8.4634e-20 | 0 | 0.00052229 | 1.3495e-08 | 0 | 1.3495e-08 | 2.2492e-10 | 0.0014075 | 0.0014065 | 0.0014065 | 710 | 416 | 0 | 0.00019621 | 0.00019619 | 0.00019619 | 416 | 5097
417 | 6.95 | 0 | 0.00052229 | 7.4851e-20 | 0 | 0.00052229 | 1.1935e-08 | 0 | 1.1935e-08 | 1.9892e-10 | 0.0014075 | 0.0014065 | 0.0014065 | 710 | 417 | 0 | 0.00019621 | 0.00019619 | 0.00019619 | 417 | 5097
418 | 6.9667 | 0 | 0.00052229 | 6.6199e-20 | 0 | 0.00052229 | 1.0556e-08 | 0 | 1.0556e-08 | 1.7593e-10 | 0.0014075 | 0.0014065 | 0.0014065 | 710 | 418 | 0 | 0.00019621 | 0.00019619 | 0.00019619 | 418 | 5097
419 | 6.9833 | 0 | 0.00052229 | 5.8547e-20 | 0 | 0.00052229 | 9.3354e-09 | 0 | 9.3354e-09 | 1.5559e-10 | 0.0014075 | 0.0014065 | 0.0014065 | 710 | 419 | 0 | 0.00019621 | 0.00019619 | 0.00019619 | 419 | 5097
420 | 7 | 0 | 0.00052229 | 5.178e-20 | 0 | 0.00052229 | 8.2563e-09 | 0 | 8.2563e-09 | 1.3761e-10 | 0.0014075 | 0.0014065 | 0.0014065 | 710 | 420 | 0 | 0.00019621 | 0.00019619 | 0.00019619 | 420 | 5097
421 | 7.0167 | 0 | 0.00052229 | 4.5795e-20 | 0 | 0.00052229 | 7.302e-09 | 0 | 7.302e-09 | 1.217e-10 | 0.0014075 | 0.0014065 | 0.0014065 | 710 | 421 | 0 | 0.00019621 | 0.00019619 | 0.00019619 | 421 | 5097
422 | 7.0333 | 0 | 0.00052229 | 4.0501e-20 | 0 | 0.00052229 | 6.458e-09 | 0 | 6.458e-09 | 1.0763e-10 | 0.0014075 | 0.0014065 | 0.0014065 | 710 | 422 | 0 | 0.00019621 | 0.00019619 | 0.00019619 | 422 | 5097
423 | 7.05 | 0 | 0.00052229 | 3.582e-20 | 0 | 0.00052229 | 5.7115e-09 | 0 | 5.7115e-09 | 9.5192e-11 | 0.0014075 | 0.0014065 | 0.0014065 | 710 | 423 | 0 | 0.00019621 | 0.00019619 | 0.00019619 | 423 | 5097
424 | 7.0667 | 0 | 0.00052229 | 3.1679e-20 | 0 | 0.00052229 | 5.0513e-09 | 0 | 5.0513e-09 | 8.4189e-11 | 0.0014075 | 0.0014065 | 0.0014065 | 710 | 424 | 0 | 0.00019621 | 0.00019619 | 0.00019619 | 424 | 5097
425 | 7.0833 | 0 | 0.00052229 | 2.8018e-20 | 0 | 0.00052229 | 4.4674e-09 | 0 | 4.4674e-09 | 7.4457e-11 | 0.0014075 | 0.0014065 | 0.0014065 | 710 | 425 | 0 | 0.00019621 | 0.00019619 | 0.00019619 | 425 | 5097
426 | 7.1 | 0 | 0.00052229 | 2.4779e-20 | 0 | 0.00052229 | 3.9511e-09 | 0 | 3.9511e-09 | 6.5851e-11 | 0.0014075 | 0.0014065 | 0.0014065 | 710 | 426 | 0 | 0.00019621 | 0.00019619 | 0.00019619 | 426 | 5097
427 | 7.1167 | 0 | 0.00052229 | 2.1915e-20 | 0 | 0.00052229 | 3.4944e-09 | 0 | 3.4944e-09 | 5.8239e-11 | 0.0014075 | 0.0014065 | 0.0014065 | 710 | 427 | 0 | 0.00019621 | 0.00019619 | 0.00019619 | 427 | 5097
428 | 7.1333 | 0 | 0.00052229 | 1.9382e-20 | 0 | 0.00052229 | 3.0904e-09 | 0 | 3.0904e-09 | 5.1507e-11 | 0.0014075 | 0.0014065 | 0.0014065 | 710 | 428 | 0 | 0.00019621 | 0.00019619 | 0.00019619 | 428 | 5097
429 | 7.15 | 0 | 0.00052229 | 1.7141e-20 | 0 | 0.00052229 | 2.7332e-09 | 0 | 2.7332e-09 | 4.5554e-11 | 0.0014075 | 0.0014065 | 0.0014065 | 710 | 429 | 0 | 0.00019621 | 0.00019619 | 0.00019619 | 429 | 5097
430 | 7.1667 | 0 | 0.00052229 | 1.516e-20 | 0 | 0.00052229 | 2.4173e-09 | 0 | 2.4173e-09 | 4.0288e-11 | 0.0014075 | 0.0014065 | 0.0014065 | 710 | 430 | 0 | 0.00019621 | 0.00019619 | 0.00019619 | 430 | 5097
431 | 7.1833 | 0 | 0.00052229 | 1.3408e-20 | 0 | 0.00052229 | 2.1379e-09 | 0 | 2.1379e-09 | 3.5631e-11 | 0.0014075 | 0.0014065 | 0.0014065 | 710 | 431 | 0 | 0.00019621 | 0.00019619 | 0.00019619 | 431 | 5097
432 | 7.2 | 0 | 0.00052229 | 1.1858e-20 | 0 | 0.00052229 | 1.8908e-09 | 0 | 1.8908e-09 | 3.1513e-11 | 0.0014075 | 0.0014065 | 0.0014065 | 710 | 432 | 0 | 0.00019621 | 0.00019619 | 0.00019619 | 432 | 5097
433 | 7.2167 | 0 | 0.00052229 | 1.0487e-20 | 0 | 0.00052229 | 1.6722e-09 | 0 | 1.6722e-09 | 2.787e-11 | 0.0014075 | 0.0014065 | 0.0014065 | 710 | 433 | 0 | 0.00019621 | 0.00019619 | 0.00019619 | 433 | 5097
434 | 7.2333 | 0 | 0.00052229 | 9.2751e-21 | 0 | 0.00052229 | 1.4789e-09 | 0 | 1.4789e-09 | 2.4649e-11 | 0.0014075 | 0.0014065 | 0.0014065 | 710 | 434 | 0 | 0.00019621 | 0.00019619 | 0.00019619 | 434 | 5097
435 | 7.25 | 0 | 0.00052229 | 8.203e-21 | 0 | 0.00052229 | 1.308e-09 | 0 | 1.308e-09 | 2.18e-11 | 0.0014075 | 0.0014065 | 0.0014065 | 710 | 435 | 0 | 0.00019621 | 0.00019619 | 0.00019619 | 435 | 5097
436 | 7.2667 | 0 | 0.00052229 | 7.2548e-21 | 0 | 0.00052229 | 1.1568e-09 | 0 | 1.1568e-09 | 1.928e-11 | 0.0014075 | 0.0014065 | 0.0014065 | 710 | 436 | 0 | 0.00019621 | 0.00019619 | 0.00019619 | 436 | 5097
437 | 7.2833 | 0 | 0.00052229 | 6.4163e-21 | 0 | 0.00052229 | 1.0231e-09 | 0 | 1.0231e-09 | 1.7051e-11 | 0.0014075 | 0.0014065 | 0.0014065 | 710 | 437 | 0 | 0.00019621 | 0.00019619 | 0.00019619 | 437 | 5097
438 | 7.3 | 0 | 0.00052229 | 5.6746e-21 | 0 | 0.00052229 | 9.0482e-10 | 0 | 9.0482e-10 | 1.508e-11 | 0.0014075 | 0.0014065 | 0.0014065 | 710 | 438 | 0 | 0.00019621 | 0.00019619 | 0.00019619 | 438 | 5097
439 | 7.3167 | 0 | 0.00052229 | 5.0187e-21 | 0 | 0.00052229 | 8.0023e-10 | 0 | 8.0023e-10 | 1.3337e-11 | 0.0014075 | 0.0014065 | 0.0014065 | 710 | 439 | 0 | 0.00019621 | 0.00019619 | 0.00019619 | 439 | 5097
440 | 7.3333 | 0 | 0.00052229 | 4.4386e-21 | 0 | 0.00052229 | 7.0774e-10 | 0 | 7.0774e-10 | 1.1796e-11 | 0.0014075 | 0.0014065 | 0.0014065 | 710 | 440 | 0 | 0.00019621 | 0.00019619 | 0.00019619 | 440 | 5097
441 | 7.35 | 0 | 0.00052229 | 3.9255e-21 | 0 | 0.00052229 | 6.2593e-10 | 0 | 6.2593e-10 | 1.0432e-11 | 0.0014075 | 0.0014065 | 0.0014065 | 710 | 441 | 0 | 0.00019621 | 0.00019619 | 0.00019619 | 441 | 5097
442 | 7.3667 | 0 | 0.00052229 | 3.4718e-21 | 0 | 0.00052229 | 5.5358e-10 | 0 | 5.5358e-10 | 9.2263e-12 | 0.0014075 | 0.0014065 | 0.0014065 | 710 | 442 | 0 | 0.00019621 | 0.00019619 | 0.00019619 | 442 | 5097
443 | 7.3833 | 0 | 0.00052229 | 3.0705e-21 | 0 | 0.00052229 | 4.8959e-10 | 0 | 4.8959e-10 | 8.1598e-12 | 0.0014075 | 0.0014065 | 0.0014065 | 710 | 443 | 0 | 0.00019621 | 0.00019619 | 0.00019619 | 443 | 5097
444 | 7.4 | 0 | 0.00052229 | 2.7156e-21 | 0 | 0.00052229 | 4.33e-10 | 0 | 4.33e-10 | 7.2167e-12 | 0.0014075 | 0.0014065 | 0.0014065 | 710 | 444 | 0 | 0.00019621 | 0.00019619 | 0.00019619 | 444 | 5097
445 | 7.4167 | 0 | 0.00052229 | 2.4017e-21 | 0 | 0.00052229 | 3.8295e-10 | 0 | 3.8295e-10 | 6.3825e-12 | 0.0014075 | 0.0014065 | 0.0014065 | 710 | 445 | 0 | 0.00019621 | 0.00019619 | 0.00019619 | 445 | 5097
446 | 7.4333 | 0 | 0.00052229 | 2.1241e-21 | 0 | 0.00052229 | 3.3868e-10 | 0 | 3.3868e-10 | 5.6447e-12 | 0.0014075 | 0.0014065 | 0.0014065 | 710 | 446 | 0 | 0.00019621 | 0.00019619 | 0.00019619 | 446 | 5097
447 | 7.45 | 0 | 0.00052229 | 1.8786e-21 | 0 | 0.00052229 | 2.9954e-10 | 0 | 2.9954e-10 | 4.9923e-12 | 0.0014075 | 0.0014065 | 0.0014065 | 710 | 447 | 0 | 0.00019621 | 0.00019619 | 0.00019619 | 447 | 5097
448 | 7.4667 | 0 | 0.00052229 | 1.6614e-21 | 0 | 0.00052229 | 2.6491e-10 | 0 | 2.6491e-10 | 4.4152e-12 | 0.0014075 | 0.0014065 | 0.0014065 | 710 | 448 | 0 | 0.00019621 | 0.00019619 | 0.00019619 | 448 | 5097
449 | 7.4833 | 0 | 0.00052229 | 1.4694e-21 | 0 | 0.00052229 | 2.3429e-10 | 0 | 2.3429e-10 | 3.9049e-12 | 0.0014075 | 0.0014065 | 0.0014065 | 710 | 449 | 0 | 0.00019621 | 0.00019619 | 0.00019619 | 449 | 5097
450 | 7.5 | 0 | 0.00052229 | 1.2995e-21 | 0 | 0.00052229 | 2.0721e-10 | 0 | 2.0721e-10 | 3.4535e-12 | 0.0014075 | 0.0014065 | 0.0014065 | 710 | 450 | 0 | 0.00019621 | 0.00019619 | 0.00019619 | 450 | 5097
451 | 7.5167 | 0 | 0.00052229 | 1.1493e-21 | 0 | 0.00052229 | 1.8326e-10 | 0 | 1.8326e-10 | 3.0543e-12 | 0.0014075 | 0.0014065 | 0.0014065 | 710 | 451 | 0 | 0.00019621 | 0.00019619 | 0.00019619 | 451 | 5097
452 | 7.5333 | 0 | 0.00052229 | 1.0165e-21 | 0 | 0.00052229 | 1.6208e-10 | 0 | 1.6208e-10 | 2.7013e-12 | 0.0014075 | 0.0014065 | 0.0014065 | 710 | 452 | 0 | 0.00019621 | 0.00019619 | 0.00019619 | 452 | 5097
453 | 7.55 | 0 | 0.00052229 | 8.9898e-22 | 0 | 0.00052229 | 1.4334e-10 | 0 | 1.4334e-10 | 2.389e-12 | 0.0014075 | 0.0014065 | 0.0014065 | 710 | 453 | 0 | 0.00019621 | 0.00019619 | 0.00019619 | 453 | 5097
454 | 7.5667 | 0 | 0.00052229 | 7.9507e-22 | 0 | 0.00052229 | 1.2677e-10 | 0 | 1.2677e-10 | 2.1129e-12 | 0.0014075 | 0.0014065 | 0.0014065 | 710 | 454 | 0 | 0.00019621 | 0.00019619 | 0.00019619 | 454 | 5097
455 | 7.5833 | 0 | 0.00052229 | 7.0316e-22 | 0 | 0.00052229 | 1.1212e-10 | 0 | 1.1212e-10 | 1.8687e-12 | 0.0014075 | 0.0014065 | 0.0014065 | 710 | 455 | 0 | 0.00019621 | 0.00019619 | 0.00019619 | 455 | 5097
456 | 7.6 | 0 | 0.00052229 | 6.2189e-22 | 0 | 0.00052229 | 9.916e-11 | 0 | 9.916e-11 | 1.6527e-12 | 0.0014075 | 0.0014065 | 0.0014065 | 710 | 456 | 0 | 0.00019621 | 0.00019619 | 0.00019619 | 456 | 5097
457 | 7.6167 | 0 | 0.00052229 | 5.5e-22 | 0 | 0.00052229 | 8.7698e-11 | 0 | 8.7698e-11 | 1.4616e-12 | 0.0014075 | 0.0014065 | 0.0014065 | 710 | 457 | 0 | 0.00019621 | 0.00019619 | 0.00019619 | 457 | 5097
458 | 7.6333 | 0 | 0.00052229 | 4.8643e-22 | 0 | 0.00052229 | 7.7561e-11 | 0 | 7.7561e-11 | 1.2927e-12 | 0.0014075 | 0.0014065 | 0.0014065 | 710 | 458 | 0 | 0.00019621 | 0.00019619 | 0.00019619 | 458 | 5097
459 | 7.65 | 0 | 0.00052229 | 4.302e-22 | 0 | 0.00052229 | 6.8596e-11 | 0 | 6.8596e-11 | 1.1433e-12 | 0.0014075 | 0.0014065 | 0.0014065 | 710 | 459 | 0 | 0.00019621 | 0.00019619 | 0.00019619 | 459 | 5097
460 | 7.6667 | 0 | 0.00052229 | 3.8048e-22 | 0 | 0.00052229 | 6.0667e-11 | 0 | 6.0667e-11 | 1.0111e-12 | 0.0014075 | 0.0014065 | 0.0014065 | 710 | 460 | 0 | 0.00019621 | 0.00019619 | 0.00019619 | 460 | 5097
461 | 7.6833 | 0 | 0.00052229 | 3.365e-22 | 0 | 0.00052229 | 5.3655e-11 | 0 | 5.3655e-11 | 8.9425e-13 | 0.0014075 | 0.0014065 | 0.0014065 | 710 | 461 | 0 | 0.00019621 | 0.00019619 | 0.00019619 | 461 | 5097
462 | 7.7 | 0 | 0.00052229 | 2.976e-22 | 0 | 0.00052229 | 4.7453e-11 | 0 | 4.7453e-11 | 7.9088e-13 | 0.0014075 | 0.0014065 | 0.0014065 | 710 | 462 | 0 | 0.00019621 | 0.00019619 | 0.00019619 | 462 | 5097
463 | 7.7167 | 0 | 0.00052229 | 2.632e-22 | 0 | 0.00052229 | 4.1968e-11 | 0 | 4.1968e-11 | 6.9946e-13 | 0.0014075 | 0.0014065 | 0.0014065 | 710 | 463 | 0 | 0.00019621 | 0.00019619 | 0.00019619 | 463 | 5097
464 | 7.7333 | 0 | 0.00052229 | 2.3278e-22 | 0 | 0.00052229 | 3.7117e-11 | 0 | 3.7117e-11 | 6.1861e-13 | 0.0014075 | 0.0014065 | 0.0014065 | 710 | 464 | 0 | 0.00019621 | 0.00019619 | 0.00019619 | 464 | 5097
465 | 7.75 | 0 | 0.00052229 | 2.0587e-22 | 0 | 0.00052229 | 3.2827e-11 | 0 | 3.2827e-11 | 5.4711e-13 | 0.0014075 | 0.0014065 | 0.0014065 | 710 | 465 | 0 | 0.00019621 | 0.00019619 | 0.00019619 | 465 | 5097
466 | 7.7667 | 0 | 0.00052229 | 1.8208e-22 | 0 | 0.00052229 | 2.9032e-11 | 0 | 2.9032e-11 | 4.8387e-13 | 0.0014075 | 0.0014065 | 0.0014065 | 710 | 466 | 0 | 0.00019621 | 0.00019619 | 0.00019619 | 466 | 5097
467 | 7.7833 | 0 | 0.00052229 | 1.6103e-22 | 0 | 0.00052229 | 2.5676e-11 | 0 | 2.5676e-11 | 4.2794e-13 | 0.0014075 | 0.0014065 | 0.0014065 | 710 | 467 | 0 | 0.00019621 | 0.00019619 | 0.00019619 | 467 | 5097
468 | 7.8 | 0 | 0.00052229 | 1.4242e-22 | 0 | 0.00052229 | 2.2708e-11 | 0 | 2.2708e-11 | 3.7847e-13 | 0.0014075 | 0.0014065 | 0.0014065 | 710 | 468 | 0 | 0.00019621 | 0.00019619 | 0.00019619 | 468 | 5097
469 | 7.8167 | 0 | 0.00052229 | 1.2595e-22 | 0 | 0.00052229 | 2.0084e-11 | 0 | 2.0084e-11 | 3.3473e-13 | 0.0014075 | 0.0014065 | 0.0014065 | 710 | 469 | 0 | 0.00019621 | 0.00019619 | 0.00019619 | 469 | 5097
470 | 7.8333 | 0 | 0.00052229 | 1.114e-22 | 0 | 0.00052229 | 1.7762e-11 | 0 | 1.7762e-11 | 2.9604e-13 | 0.0014075 | 0.0014065 | 0.0014065 | 710 | 470 | 0 | 0.00019621 | 0.00019619 | 0.00019619 | 470 | 5097
471 | 7.85 | 0 | 0.00052229 | 9.852e-23 | 0 | 0.00052229 | 1.5709e-11 | 0 | 1.5709e-11 | 2.6182e-13 | 0.0014075 | 0.0014065 | 0.0014065 | 710 | 471 | 0 | 0.00019621 | 0.00019619 | 0.00019619 | 471 | 5097
472 | 7.8667 | 0 | 0.00052229 | 8.7132e-23 | 0 | 0.00052229 | 1.3893e-11 | 0 | 1.3893e-11 | 2.3155e-13 | 0.0014075 | 0.0014065 | 0.0014065 | 710 | 472 | 0 | 0.00019621 | 0.00019619 | 0.00019619 | 472 | 5097
473 | 7.8833 | 0 | 0.00052229 | 7.706e-23 | 0 | 0.00052229 | 1.2287e-11 | 0 | 1.2287e-11 | 2.0479e-13 | 0.0014075 | 0.0014065 | 0.0014065 | 710 | 473 | 0 | 0.00019621 | 0.00019619 | 0.00019619 | 473 | 5097
474 | 7.9 | 0 | 0.00052229 | 6.8153e-23 | 0 | 0.00052229 | 1.0867e-11 | 0 | 1.0867e-11 | 1.8112e-13 | 0.0014075 | 0.0014065 | 0.0014065 | 710 | 474 | 0 | 0.00019621 | 0.00019619 | 0.00019619 | 474 | 5097
475 | 7.9167 | 0 | 0.00052229 | 6.0275e-23 | 0 | 0.00052229 | 9.611e-12 | 0 | 9.611e-12 | 1.6018e-13 | 0.0014075 | 0.0014065 | 0.0014065 | 710 | 475 | 0 | 0.00019621 | 0.00019619 | 0.00019619 | 475 | 5097
476 | 7.9333 | 0 | 0.00052229 | 5.3308e-23 | 0 | 0.00052229 | 8.5e-12 | 0 | 8.5e-12 | 1.4167e-13 | 0.0014075 | 0.0014065 | 0.0014065 | 710 | 476 | 0 | 0.00019621 | 0.00019619 | 0.00019619 | 476 | 5097
477 | 7.95 | 0 | 0.00052229 | 4.7146e-23 | 0 | 0.00052229 | 7.5175e-12 | 0 | 7.5175e-12 | 1.2529e-13 | 0.0014075 | 0.0014065 | 0.0014065 | 710 | 477 | 0 | 0.00019621 | 0.00019619 | 0.00019619 | 477 | 5097
478 | 7.9667 | 0 | 0.00052229 | 4.1697e-23 | 0 | 0.00052229 | 6.6486e-12 | 0 | 6.6486e-12 | 1.1081e-13 | 0.0014075 | 0.0014065 | 0.0014065 | 710 | 478 | 0 | 0.00019621 | 0.00019619 | 0.00019619 | 478 | 5097
479 | 7.9833 | 0 | 0.00052229 | 3.6877e-23 | 0 | 0.00052229 | 5.8801e-12 | 0 | 5.8801e-12 | 9.8001e-14 | 0.0014075 | 0.0014065 | 0.0014065 | 710 | 479 | 0 | 0.00019621 | 0.00019619 | 0.00019619 | 479 | 5097
480 | 8 | 0 | 0.00052229 | 3.2615e-23 | 0 | 0.00052229 | 5.2004e-12 | 0 | 5.2004e-12 | 8.6673e-14 | 0.0014075 | 0.0014065 | 0.0014065 | 710 | 480 | 0 | 0.00019621 | 0.00019619 | 0.00019619 | 480 | 5097

## TECERQ5
| Enter (hr) | Exit (hr) | Erq (quanta/hr)
Susc. Occ. A | 2.5 | 3.25 | --
Inf. Occ. t(0) | 0 | 2 | 0.1
Inf. Occ. #2 | 2 | 5.5 | 5
[12 empty] | risk Erq | [5 empty] | risk Erq
| I = | 1 |  |  | Yes | [6 empty] | probability | 1 |  |  |  |  | probability | 1
|  | Inf. Occ. t(0) | Inf. Occ. t(0) | Inf. Occ. t(0) | Inf. Occ. #2 | Inf. Occ #2 | Inf. Occ #2 | no | Total | Continuous Occupancy | [5 empty] | Susceptible Occupant A
time (min) | time (hr) | quanta/hr | quanta/m3 occ | quanta/m3 | quanta/hr | quanta/m3 occ | quanta/m3 | quanta/m3 | quanta/m3 | n(t)dt | Dq | PI | R | Occupancy | time (min) | n(t)dt | Dq | PI | R | time (min) | Occupancy
0.1 | 0.0016667 | 0.1 | 8.366e-07 | 8.366e-07 | 0 | 0 | 0 | 0 | 8.366e-07 | [10 empty] | 0.1
1 | 0.016667 | 0.1 | 7.9211e-06 | 7.9211e-06 | 0 | 0 | 0 | 0 | 7.9211e-06 | 1.1882e-07 | 5.822e-08 | 5.822e-08 | 5.822e-08 | 17176277 | 1 | 0 | 0 | 0 | 1e-20 | 1 | 99999
2 | 0.033333 | 0.1 | 1.4927e-05 | 1.4927e-05 | 0 | 0 | 0 | 0 | 1.4927e-05 | 2.4878e-07 | 1.8012e-07 | 1.8012e-07 | 1.8012e-07 | 5551856 | 2 | 0 | 0 | 0 | 1e-20 | 2 | 99999
3 | 0.05 | 0.1 | 2.1122e-05 | 2.1122e-05 | 0 | 0 | 0 | 0 | 2.1122e-05 | 3.5204e-07 | 3.5262e-07 | 3.5262e-07 | 3.5262e-07 | 2835926 | 3 | 0 | 0 | 0 | 1e-20 | 3 | 99999
4 | 0.066667 | 0.1 | 2.6602e-05 | 2.6602e-05 | 0 | 0 | 0 | 0 | 2.6602e-05 | 4.4336e-07 | 5.6987e-07 | 5.6987e-07 | 5.6987e-07 | 1754796 | 4 | 0 | 0 | 0 | 1e-20 | 4 | 99999
5 | 0.083333 | 0.1 | 3.1448e-05 | 3.1448e-05 | 0 | 0 | 0 | 0 | 3.1448e-05 | 5.2413e-07 | 8.2669e-07 | 8.2669e-07 | 8.2669e-07 | 1209640 | 5 | 0 | 0 | 0 | 1e-20 | 5 | 99999
6 | 0.1 | 0.1 | 3.5734e-05 | 3.5734e-05 | 0 | 0 | 0 | 0 | 3.5734e-05 | 5.9557e-07 | 1.1185e-06 | 1.1185e-06 | 1.1185e-06 | 894038 | 6 | 0 | 0 | 0 | 1e-20 | 6 | 99999
7 | 0.11667 | 0.1 | 3.9525e-05 | 3.9525e-05 | 0 | 0 | 0 | 0 | 3.9525e-05 | 6.5874e-07 | 1.4413e-06 | 1.4413e-06 | 1.4413e-06 | 693816 | 7 | 0 | 0 | 0 | 1e-20 | 7 | 99999
8 | 0.13333 | 0.1 | 4.2877e-05 | 4.2877e-05 | 0 | 0 | 0 | 0 | 4.2877e-05 | 7.1462e-07 | 1.7915e-06 | 1.7915e-06 | 1.7915e-06 | 558201 | 8 | 0 | 0 | 0 | 1e-20 | 8 | 99999
9 | 0.15 | 0.1 | 4.5842e-05 | 4.5842e-05 | 0 | 0 | 0 | 0 | 4.5842e-05 | 7.6403e-07 | 2.1658e-06 | 2.1658e-06 | 2.1658e-06 | 461714 | 9 | 0 | 0 | 0 | 1e-20 | 9 | 99999
10 | 0.16667 | 0.1 | 4.8464e-05 | 4.8464e-05 | 0 | 0 | 0 | 0 | 4.8464e-05 | 8.0774e-07 | 2.5616e-06 | 2.5616e-06 | 2.5616e-06 | 390375 | 10 | 0 | 0 | 0 | 1e-20 | 10 | 99999
11 | 0.18333 | 0.1 | 5.0783e-05 | 5.0783e-05 | 0 | 0 | 0 | 0 | 5.0783e-05 | 8.4639e-07 | 2.9764e-06 | 2.9764e-06 | 2.9764e-06 | 335980 | 11 | 0 | 0 | 0 | 1e-20 | 11 | 99999
12 | 0.2 | 0.1 | 5.2834e-05 | 5.2834e-05 | 0 | 0 | 0 | 0 | 5.2834e-05 | 8.8057e-07 | 3.4078e-06 | 3.4078e-06 | 3.4078e-06 | 293440 | 12 | 0 | 0 | 0 | 1e-20 | 12 | 99999
13 | 0.21667 | 0.1 | 5.4648e-05 | 5.4648e-05 | 0 | 0 | 0 | 0 | 5.4648e-05 | 9.1081e-07 | 3.8541e-06 | 3.8541e-06 | 3.8541e-06 | 259461 | 13 | 0 | 0 | 0 | 1e-20 | 13 | 99999
14 | 0.23333 | 0.1 | 5.6253e-05 | 5.6253e-05 | 0 | 0 | 0 | 0 | 5.6253e-05 | 9.3755e-07 | 4.3135e-06 | 4.3135e-06 | 4.3135e-06 | 231828 | 14 | 0 | 0 | 0 | 1e-20 | 14 | 99999
15 | 0.25 | 0.1 | 5.7672e-05 | 5.7672e-05 | 0 | 0 | 0 | 0 | 5.7672e-05 | 9.6119e-07 | 4.7845e-06 | 4.7845e-06 | 4.7845e-06 | 209007 | 15 | 0 | 0 | 0 | 1e-20 | 15 | 99999
16 | 0.26667 | 0.1 | 5.8926e-05 | 5.8926e-05 | 0 | 0 | 0 | 0 | 5.8926e-05 | 9.8211e-07 | 5.2658e-06 | 5.2657e-06 | 5.2657e-06 | 189906 | 16 | 0 | 0 | 0 | 1e-20 | 16 | 99999
17 | 0.28333 | 0.1 | 6.0036e-05 | 6.0036e-05 | 0 | 0 | 0 | 0 | 6.0036e-05 | 1.0006e-06 | 5.7561e-06 | 5.756e-06 | 5.756e-06 | 173730 | 17 | 0 | 0 | 0 | 1e-20 | 17 | 99999
18 | 0.3 | 0.1 | 6.1018e-05 | 6.1018e-05 | 0 | 0 | 0 | 0 | 6.1018e-05 | 1.017e-06 | 6.2544e-06 | 6.2543e-06 | 6.2543e-06 | 159888 | 18 | 0 | 0 | 0 | 1e-20 | 18 | 99999
19 | 0.31667 | 0.1 | 6.1886e-05 | 6.1886e-05 | 0 | 0 | 0 | 0 | 6.1886e-05 | 1.0314e-06 | 6.7598e-06 | 6.7597e-06 | 6.7597e-06 | 147934 | 19 | 0 | 0 | 0 | 1e-20 | 19 | 99999
20 | 0.33333 | 0.1 | 6.2654e-05 | 6.2654e-05 | 0 | 0 | 0 | 0 | 6.2654e-05 | 1.0442e-06 | 7.2714e-06 | 7.2714e-06 | 7.2714e-06 | 137524 | 20 | 0 | 0 | 0 | 1e-20 | 20 | 99999
21 | 0.35 | 0.1 | 6.3333e-05 | 6.3333e-05 | 0 | 0 | 0 | 0 | 6.3333e-05 | 1.0555e-06 | 7.7887e-06 | 7.7886e-06 | 7.7886e-06 | 128392 | 21 | 0 | 0 | 0 | 1e-20 | 21 | 99999
22 | 0.36667 | 0.1 | 6.3933e-05 | 6.3933e-05 | 0 | 0 | 0 | 0 | 6.3933e-05 | 1.0656e-06 | 8.3108e-06 | 8.3107e-06 | 8.3107e-06 | 120326 | 22 | 0 | 0 | 0 | 1e-20 | 22 | 99999
23 | 0.38333 | 0.1 | 6.4464e-05 | 6.4464e-05 | 0 | 0 | 0 | 0 | 6.4464e-05 | 1.0744e-06 | 8.8372e-06 | 8.8372e-06 | 8.8372e-06 | 113158 | 23 | 0 | 0 | 0 | 1e-20 | 23 | 99999
24 | 0.4 | 0.1 | 6.4934e-05 | 6.4934e-05 | 0 | 0 | 0 | 0 | 6.4934e-05 | 1.0822e-06 | 9.3675e-06 | 9.3675e-06 | 9.3675e-06 | 106752 | 24 | 0 | 0 | 0 | 1e-20 | 24 | 99999
25 | 0.41667 | 0.1 | 6.5349e-05 | 6.5349e-05 | 0 | 0 | 0 | 0 | 6.5349e-05 | 1.0892e-06 | 9.9012e-06 | 9.9012e-06 | 9.9012e-06 | 100998 | 25 | 0 | 0 | 0 | 1e-20 | 25 | 99999
26 | 0.43333 | 0.1 | 6.5717e-05 | 6.5717e-05 | 0 | 0 | 0 | 0 | 6.5717e-05 | 1.0953e-06 | 1.0438e-05 | 1.0438e-05 | 1.0438e-05 | 95805 | 26 | 0 | 0 | 0 | 1e-20 | 26 | 99999
27 | 0.45 | 0.1 | 6.6042e-05 | 6.6042e-05 | 0 | 0 | 0 | 0 | 6.6042e-05 | 1.1007e-06 | 1.0977e-05 | 1.0977e-05 | 1.0977e-05 | 91098 | 27 | 0 | 0 | 0 | 1e-20 | 27 | 99999
28 | 0.46667 | 0.1 | 6.6329e-05 | 6.6329e-05 | 0 | 0 | 0 | 0 | 6.6329e-05 | 1.1055e-06 | 1.1519e-05 | 1.1519e-05 | 1.1519e-05 | 86814 | 28 | 0 | 0 | 0 | 1e-20 | 28 | 99999
29 | 0.48333 | 0.1 | 6.6583e-05 | 6.6583e-05 | 0 | 0 | 0 | 0 | 6.6583e-05 | 1.1097e-06 | 1.2063e-05 | 1.2063e-05 | 1.2063e-05 | 82900 | 29 | 0 | 0 | 0 | 1e-20 | 29 | 99999
30 | 0.5 | 0.1 | 6.6808e-05 | 6.6808e-05 | 0 | 0 | 0 | 0 | 6.6808e-05 | 1.1135e-06 | 1.2608e-05 | 1.2608e-05 | 1.2608e-05 | 79313 | 30 | 0 | 0 | 0 | 1e-20 | 30 | 99999
31 | 0.51667 | 0.1 | 6.7007e-05 | 6.7007e-05 | 0 | 0 | 0 | 0 | 6.7007e-05 | 1.1168e-06 | 1.3156e-05 | 1.3155e-05 | 1.3155e-05 | 76014 | 31 | 0 | 0 | 0 | 1e-20 | 31 | 99999
32 | 0.53333 | 0.1 | 6.7183e-05 | 6.7183e-05 | 0 | 0 | 0 | 0 | 6.7183e-05 | 1.1197e-06 | 1.3704e-05 | 1.3704e-05 | 1.3704e-05 | 72970 | 32 | 0 | 0 | 0 | 1e-20 | 32 | 99999
33 | 0.55 | 0.1 | 6.7338e-05 | 6.7338e-05 | 0 | 0 | 0 | 0 | 6.7338e-05 | 1.1223e-06 | 1.4254e-05 | 1.4254e-05 | 1.4254e-05 | 70155 | 33 | 0 | 0 | 0 | 1e-20 | 33 | 99999
34 | 0.56667 | 0.1 | 6.7476e-05 | 6.7476e-05 | 0 | 0 | 0 | 0 | 6.7476e-05 | 1.1246e-06 | 1.4805e-05 | 1.4805e-05 | 1.4805e-05 | 67544 | 34 | 0 | 0 | 0 | 1e-20 | 34 | 99999
35 | 0.58333 | 0.1 | 6.7597e-05 | 6.7597e-05 | 0 | 0 | 0 | 0 | 6.7597e-05 | 1.1266e-06 | 1.5357e-05 | 1.5357e-05 | 1.5357e-05 | 65116 | 35 | 0 | 0 | 0 | 1e-20 | 35 | 99999
36 | 0.6 | 0.1 | 6.7705e-05 | 6.7705e-05 | 0 | 0 | 0 | 0 | 6.7705e-05 | 1.1284e-06 | 1.591e-05 | 1.591e-05 | 1.591e-05 | 62853 | 36 | 0 | 0 | 0 | 1e-20 | 36 | 99999
37 | 0.61667 | 0.1 | 6.78e-05 | 6.78e-05 | 0 | 0 | 0 | 0 | 6.78e-05 | 1.13e-06 | 1.6464e-05 | 1.6464e-05 | 1.6464e-05 | 60739 | 37 | 0 | 0 | 0 | 1e-20 | 37 | 99999
38 | 0.63333 | 0.1 | 6.7884e-05 | 6.7884e-05 | 0 | 0 | 0 | 0 | 6.7884e-05 | 1.1314e-06 | 1.7018e-05 | 1.7018e-05 | 1.7018e-05 | 58761 | 38 | 0 | 0 | 0 | 1e-20 | 38 | 99999
39 | 0.65 | 0.1 | 6.7959e-05 | 6.7959e-05 | 0 | 0 | 0 | 0 | 6.7959e-05 | 1.1326e-06 | 1.7573e-05 | 1.7573e-05 | 1.7573e-05 | 56905 | 39 | 0 | 0 | 0 | 1e-20 | 39 | 99999
40 | 0.66667 | 0.1 | 6.8024e-05 | 6.8024e-05 | 0 | 0 | 0 | 0 | 6.8024e-05 | 1.1337e-06 | 1.8129e-05 | 1.8129e-05 | 1.8129e-05 | 55161 | 40 | 0 | 0 | 0 | 1e-20 | 40 | 99999
41 | 0.68333 | 0.1 | 6.8083e-05 | 6.8083e-05 | 0 | 0 | 0 | 0 | 6.8083e-05 | 1.1347e-06 | 1.8685e-05 | 1.8685e-05 | 1.8685e-05 | 53520 | 41 | 0 | 0 | 0 | 1e-20 | 41 | 99999
42 | 0.7 | 0.1 | 6.8134e-05 | 6.8134e-05 | 0 | 0 | 0 | 0 | 6.8134e-05 | 1.1356e-06 | 1.9241e-05 | 1.9241e-05 | 1.9241e-05 | 51972 | 42 | 0 | 0 | 0 | 1e-20 | 42 | 99999
43 | 0.71667 | 0.1 | 6.818e-05 | 6.818e-05 | 0 | 0 | 0 | 0 | 6.818e-05 | 1.1363e-06 | 1.9798e-05 | 1.9798e-05 | 1.9798e-05 | 50510 | 43 | 0 | 0 | 0 | 1e-20 | 43 | 99999
44 | 0.73333 | 0.1 | 6.822e-05 | 6.822e-05 | 0 | 0 | 0 | 0 | 6.822e-05 | 1.137e-06 | 2.0355e-05 | 2.0355e-05 | 2.0355e-05 | 49128 | 44 | 0 | 0 | 0 | 1e-20 | 44 | 99999
45 | 0.75 | 0.1 | 6.8255e-05 | 6.8255e-05 | 0 | 0 | 0 | 0 | 6.8255e-05 | 1.1376e-06 | 2.0913e-05 | 2.0912e-05 | 2.0912e-05 | 47818 | 45 | 0 | 0 | 0 | 1e-20 | 45 | 99999
46 | 0.76667 | 0.1 | 6.8287e-05 | 6.8287e-05 | 0 | 0 | 0 | 0 | 6.8287e-05 | 1.1381e-06 | 2.147e-05 | 2.147e-05 | 2.147e-05 | 46576 | 46 | 0 | 0 | 0 | 1e-20 | 46 | 99999
47 | 0.78333 | 0.1 | 6.8315e-05 | 6.8315e-05 | 0 | 0 | 0 | 0 | 6.8315e-05 | 1.1386e-06 | 2.2028e-05 | 2.2028e-05 | 2.2028e-05 | 45397 | 47 | 0 | 0 | 0 | 1e-20 | 47 | 99999
48 | 0.8 | 0.1 | 6.8339e-05 | 6.8339e-05 | 0 | 0 | 0 | 0 | 6.8339e-05 | 1.139e-06 | 2.2586e-05 | 2.2586e-05 | 2.2586e-05 | 44275 | 48 | 0 | 0 | 0 | 1e-20 | 48 | 99999
49 | 0.81667 | 0.1 | 6.8361e-05 | 6.8361e-05 | 0 | 0 | 0 | 0 | 6.8361e-05 | 1.1394e-06 | 2.3144e-05 | 2.3144e-05 | 2.3144e-05 | 43207 | 49 | 0 | 0 | 0 | 1e-20 | 49 | 99999
50 | 0.83333 | 0.1 | 6.838e-05 | 6.838e-05 | 0 | 0 | 0 | 0 | 6.838e-05 | 1.1397e-06 | 2.3703e-05 | 2.3703e-05 | 2.3703e-05 | 42189 | 50 | 0 | 0 | 0 | 1e-20 | 50 | 99999
51 | 0.85 | 0.1 | 6.8397e-05 | 6.8397e-05 | 0 | 0 | 0 | 0 | 6.8397e-05 | 1.14e-06 | 2.4262e-05 | 2.4261e-05 | 2.4261e-05 | 41218 | 51 | 0 | 0 | 0 | 1e-20 | 51 | 99999
52 | 0.86667 | 0.1 | 6.8413e-05 | 6.8413e-05 | 0 | 0 | 0 | 0 | 6.8413e-05 | 1.1402e-06 | 2.482e-05 | 2.482e-05 | 2.482e-05 | 40290 | 52 | 0 | 0 | 0 | 1e-20 | 52 | 99999
53 | 0.88333 | 0.1 | 6.8426e-05 | 6.8426e-05 | 0 | 0 | 0 | 0 | 6.8426e-05 | 1.1404e-06 | 2.5379e-05 | 2.5379e-05 | 2.5379e-05 | 39403 | 53 | 0 | 0 | 0 | 1e-20 | 53 | 99999
54 | 0.9 | 0.1 | 6.8438e-05 | 6.8438e-05 | 0 | 0 | 0 | 0 | 6.8438e-05 | 1.1406e-06 | 2.5938e-05 | 2.5938e-05 | 2.5938e-05 | 38554 | 54 | 0 | 0 | 0 | 1e-20 | 54 | 99999
55 | 0.91667 | 0.1 | 6.8448e-05 | 6.8448e-05 | 0 | 0 | 0 | 0 | 6.8448e-05 | 1.1408e-06 | 2.6497e-05 | 2.6497e-05 | 2.6497e-05 | 37740 | 55 | 0 | 0 | 0 | 1e-20 | 55 | 99999
56 | 0.93333 | 0.1 | 6.8457e-05 | 6.8457e-05 | 0 | 0 | 0 | 0 | 6.8457e-05 | 1.141e-06 | 2.7056e-05 | 2.7056e-05 | 2.7056e-05 | 36960 | 56 | 0 | 0 | 0 | 1e-20 | 56 | 99999
57 | 0.95 | 0.1 | 6.8465e-05 | 6.8465e-05 | 0 | 0 | 0 | 0 | 6.8465e-05 | 1.1411e-06 | 2.7615e-05 | 2.7615e-05 | 2.7615e-05 | 36212 | 57 | 0 | 0 | 0 | 1e-20 | 57 | 99999
58 | 0.96667 | 0.1 | 6.8473e-05 | 6.8473e-05 | 0 | 0 | 0 | 0 | 6.8473e-05 | 1.1412e-06 | 2.8174e-05 | 2.8174e-05 | 2.8174e-05 | 35493 | 58 | 0 | 0 | 0 | 1e-20 | 58 | 99999
59 | 0.98333 | 0.1 | 6.8479e-05 | 6.8479e-05 | 0 | 0 | 0 | 0 | 6.8479e-05 | 1.1413e-06 | 2.8734e-05 | 2.8733e-05 | 2.8733e-05 | 34803 | 59 | 0 | 0 | 0 | 1e-20 | 59 | 99999
60 | 1 | 0.1 | 6.8485e-05 | 6.8485e-05 | 0 | 0 | 0 | 0 | 6.8485e-05 | 1.1414e-06 | 2.9293e-05 | 2.9292e-05 | 2.9292e-05 | 34138 | 60 | 0 | 0 | 0 | 1e-20 | 60 | 99999
61 | 1.0167 | 0.1 | 6.849e-05 | 6.849e-05 | 0 | 0 | 0 | 0 | 6.849e-05 | 1.1415e-06 | 2.9852e-05 | 2.9852e-05 | 2.9852e-05 | 33498 | 61 | 0 | 0 | 0 | 1e-20 | 61 | 99999
62 | 1.0333 | 0.1 | 6.8494e-05 | 6.8494e-05 | 0 | 0 | 0 | 0 | 6.8494e-05 | 1.1416e-06 | 3.0412e-05 | 3.0411e-05 | 3.0411e-05 | 32882 | 62 | 0 | 0 | 0 | 1e-20 | 62 | 99999
63 | 1.05 | 0.1 | 6.8498e-05 | 6.8498e-05 | 0 | 0 | 0 | 0 | 6.8498e-05 | 1.1416e-06 | 3.0971e-05 | 3.097e-05 | 3.097e-05 | 32288 | 63 | 0 | 0 | 0 | 1e-20 | 63 | 99999
64 | 1.0667 | 0.1 | 6.8501e-05 | 6.8501e-05 | 0 | 0 | 0 | 0 | 6.8501e-05 | 1.1417e-06 | 3.153e-05 | 3.153e-05 | 3.153e-05 | 31715 | 64 | 0 | 0 | 0 | 1e-20 | 64 | 99999
65 | 1.0833 | 0.1 | 6.8505e-05 | 6.8505e-05 | 0 | 0 | 0 | 0 | 6.8505e-05 | 1.1417e-06 | 3.209e-05 | 3.2089e-05 | 3.2089e-05 | 31163 | 65 | 0 | 0 | 0 | 1e-20 | 65 | 99999
66 | 1.1 | 0.1 | 6.8507e-05 | 6.8507e-05 | 0 | 0 | 0 | 0 | 6.8507e-05 | 1.1418e-06 | 3.2649e-05 | 3.2649e-05 | 3.2649e-05 | 30629 | 66 | 0 | 0 | 0 | 1e-20 | 66 | 99999
67 | 1.1167 | 0.1 | 6.851e-05 | 6.851e-05 | 0 | 0 | 0 | 0 | 6.851e-05 | 1.1418e-06 | 3.3209e-05 | 3.3208e-05 | 3.3208e-05 | 30112 | 67 | 0 | 0 | 0 | 1e-20 | 67 | 99999
68 | 1.1333 | 0.1 | 6.8512e-05 | 6.8512e-05 | 0 | 0 | 0 | 0 | 6.8512e-05 | 1.1419e-06 | 3.3768e-05 | 3.3768e-05 | 3.3768e-05 | 29614 | 68 | 0 | 0 | 0 | 1e-20 | 68 | 99999
69 | 1.15 | 0.1 | 6.8514e-05 | 6.8514e-05 | 0 | 0 | 0 | 0 | 6.8514e-05 | 1.1419e-06 | 3.4328e-05 | 3.4327e-05 | 3.4327e-05 | 29131 | 69 | 0 | 0 | 0 | 1e-20 | 69 | 99999
70 | 1.1667 | 0.1 | 6.8515e-05 | 6.8515e-05 | 0 | 0 | 0 | 0 | 6.8515e-05 | 1.1419e-06 | 3.4887e-05 | 3.4887e-05 | 3.4887e-05 | 28664 | 70 | 0 | 0 | 0 | 1e-20 | 70 | 99999
71 | 1.1833 | 0.1 | 6.8517e-05 | 6.8517e-05 | 0 | 0 | 0 | 0 | 6.8517e-05 | 1.1419e-06 | 3.5447e-05 | 3.5446e-05 | 3.5446e-05 | 28211 | 71 | 0 | 0 | 0 | 1e-20 | 71 | 99999
72 | 1.2 | 0.1 | 6.8518e-05 | 6.8518e-05 | 0 | 0 | 0 | 0 | 6.8518e-05 | 1.142e-06 | 3.6007e-05 | 3.6006e-05 | 3.6006e-05 | 27773 | 72 | 0 | 0 | 0 | 1e-20 | 72 | 99999
73 | 1.2167 | 0.1 | 6.8519e-05 | 6.8519e-05 | 0 | 0 | 0 | 0 | 6.8519e-05 | 1.142e-06 | 3.6566e-05 | 3.6565e-05 | 3.6565e-05 | 27348 | 73 | 0 | 0 | 0 | 1e-20 | 73 | 99999
74 | 1.2333 | 0.1 | 6.852e-05 | 6.852e-05 | 0 | 0 | 0 | 0 | 6.852e-05 | 1.142e-06 | 3.7126e-05 | 3.7125e-05 | 3.7125e-05 | 26936 | 74 | 0 | 0 | 0 | 1e-20 | 74 | 99999
75 | 1.25 | 0.1 | 6.8521e-05 | 6.8521e-05 | 0 | 0 | 0 | 0 | 6.8521e-05 | 1.142e-06 | 3.7685e-05 | 3.7685e-05 | 3.7685e-05 | 26536 | 75 | 0 | 0 | 0 | 1e-20 | 75 | 99999
76 | 1.2667 | 0.1 | 6.8522e-05 | 6.8522e-05 | 0 | 0 | 0 | 0 | 6.8522e-05 | 1.142e-06 | 3.8245e-05 | 3.8244e-05 | 3.8244e-05 | 26147 | 76 | 0 | 0 | 0 | 1e-20 | 76 | 99999
77 | 1.2833 | 0.1 | 6.8523e-05 | 6.8523e-05 | 0 | 0 | 0 | 0 | 6.8523e-05 | 1.142e-06 | 3.8804e-05 | 3.8804e-05 | 3.8804e-05 | 25770 | 77 | 0 | 0 | 0 | 1e-20 | 77 | 99999
78 | 1.3 | 0.1 | 6.8523e-05 | 6.8523e-05 | 0 | 0 | 0 | 0 | 6.8523e-05 | 1.1421e-06 | 3.9364e-05 | 3.9363e-05 | 3.9363e-05 | 25404 | 78 | 0 | 0 | 0 | 1e-20 | 78 | 99999
79 | 1.3167 | 0.1 | 6.8524e-05 | 6.8524e-05 | 0 | 0 | 0 | 0 | 6.8524e-05 | 1.1421e-06 | 3.9924e-05 | 3.9923e-05 | 3.9923e-05 | 25048 | 79 | 0 | 0 | 0 | 1e-20 | 79 | 99999
80 | 1.3333 | 0.1 | 6.8524e-05 | 6.8524e-05 | 0 | 0 | 0 | 0 | 6.8524e-05 | 1.1421e-06 | 4.0483e-05 | 4.0482e-05 | 4.0482e-05 | 24702 | 80 | 0 | 0 | 0 | 1e-20 | 80 | 99999
81 | 1.35 | 0.1 | 6.8525e-05 | 6.8525e-05 | 0 | 0 | 0 | 0 | 6.8525e-05 | 1.1421e-06 | 4.1043e-05 | 4.1042e-05 | 4.1042e-05 | 24365 | 81 | 0 | 0 | 0 | 1e-20 | 81 | 99999
82 | 1.3667 | 0.1 | 6.8525e-05 | 6.8525e-05 | 0 | 0 | 0 | 0 | 6.8525e-05 | 1.1421e-06 | 4.1603e-05 | 4.1602e-05 | 4.1602e-05 | 24037 | 82 | 0 | 0 | 0 | 1e-20 | 82 | 99999
83 | 1.3833 | 0.1 | 6.8525e-05 | 6.8525e-05 | 0 | 0 | 0 | 0 | 6.8525e-05 | 1.1421e-06 | 4.2162e-05 | 4.2161e-05 | 4.2161e-05 | 23718 | 83 | 0 | 0 | 0 | 1e-20 | 83 | 99999
84 | 1.4 | 0.1 | 6.8526e-05 | 6.8526e-05 | 0 | 0 | 0 | 0 | 6.8526e-05 | 1.1421e-06 | 4.2722e-05 | 4.2721e-05 | 4.2721e-05 | 23407 | 84 | 0 | 0 | 0 | 1e-20 | 84 | 99999
85 | 1.4167 | 0.1 | 6.8526e-05 | 6.8526e-05 | 0 | 0 | 0 | 0 | 6.8526e-05 | 1.1421e-06 | 4.3281e-05 | 4.328e-05 | 4.328e-05 | 23105 | 85 | 0 | 0 | 0 | 1e-20 | 85 | 99999
86 | 1.4333 | 0.1 | 6.8526e-05 | 6.8526e-05 | 0 | 0 | 0 | 0 | 6.8526e-05 | 1.1421e-06 | 4.3841e-05 | 4.384e-05 | 4.384e-05 | 22810 | 86 | 0 | 0 | 0 | 1e-20 | 86 | 99999
87 | 1.45 | 0.1 | 6.8526e-05 | 6.8526e-05 | 0 | 0 | 0 | 0 | 6.8526e-05 | 1.1421e-06 | 4.4401e-05 | 4.44e-05 | 4.44e-05 | 22522 | 87 | 0 | 0 | 0 | 1e-20 | 87 | 99999
88 | 1.4667 | 0.1 | 6.8526e-05 | 6.8526e-05 | 0 | 0 | 0 | 0 | 6.8526e-05 | 1.1421e-06 | 4.496e-05 | 4.4959e-05 | 4.4959e-05 | 22242 | 88 | 0 | 0 | 0 | 1e-20 | 88 | 99999
89 | 1.4833 | 0.1 | 6.8527e-05 | 6.8527e-05 | 0 | 0 | 0 | 0 | 6.8527e-05 | 1.1421e-06 | 4.552e-05 | 4.5519e-05 | 4.5519e-05 | 21968 | 89 | 0 | 0 | 0 | 1e-20 | 89 | 99999
90 | 1.5 | 0.1 | 6.8527e-05 | 6.8527e-05 | 0 | 0 | 0 | 0 | 6.8527e-05 | 1.1421e-06 | 4.608e-05 | 4.6078e-05 | 4.6078e-05 | 21702 | 90 | 0 | 0 | 0 | 1e-20 | 90 | 99999
91 | 1.5167 | 0.1 | 6.8527e-05 | 6.8527e-05 | 0 | 0 | 0 | 0 | 6.8527e-05 | 1.1421e-06 | 4.6639e-05 | 4.6638e-05 | 4.6638e-05 | 21441 | 91 | 0 | 0 | 0 | 1e-20 | 91 | 99999
92 | 1.5333 | 0.1 | 6.8527e-05 | 6.8527e-05 | 0 | 0 | 0 | 0 | 6.8527e-05 | 1.1421e-06 | 4.7199e-05 | 4.7198e-05 | 4.7198e-05 | 21187 | 92 | 0 | 0 | 0 | 1e-20 | 92 | 99999
93 | 1.55 | 0.1 | 6.8527e-05 | 6.8527e-05 | 0 | 0 | 0 | 0 | 6.8527e-05 | 1.1421e-06 | 4.7758e-05 | 4.7757e-05 | 4.7757e-05 | 20939 | 93 | 0 | 0 | 0 | 1e-20 | 93 | 99999
94 | 1.5667 | 0.1 | 6.8527e-05 | 6.8527e-05 | 0 | 0 | 0 | 0 | 6.8527e-05 | 1.1421e-06 | 4.8318e-05 | 4.8317e-05 | 4.8317e-05 | 20696 | 94 | 0 | 0 | 0 | 1e-20 | 94 | 99999
95 | 1.5833 | 0.1 | 6.8527e-05 | 6.8527e-05 | 0 | 0 | 0 | 0 | 6.8527e-05 | 1.1421e-06 | 4.8878e-05 | 4.8877e-05 | 4.8877e-05 | 20459 | 95 | 0 | 0 | 0 | 1e-20 | 95 | 99999
96 | 1.6 | 0.1 | 6.8527e-05 | 6.8527e-05 | 0 | 0 | 0 | 0 | 6.8527e-05 | 1.1421e-06 | 4.9437e-05 | 4.9436e-05 | 4.9436e-05 | 20228 | 96 | 0 | 0 | 0 | 1e-20 | 96 | 99999
97 | 1.6167 | 0.1 | 6.8527e-05 | 6.8527e-05 | 0 | 0 | 0 | 0 | 6.8527e-05 | 1.1421e-06 | 4.9997e-05 | 4.9996e-05 | 4.9996e-05 | 20001 | 97 | 0 | 0 | 0 | 1e-20 | 97 | 99999
98 | 1.6333 | 0.1 | 6.8527e-05 | 6.8527e-05 | 0 | 0 | 0 | 0 | 6.8527e-05 | 1.1421e-06 | 5.0557e-05 | 5.0555e-05 | 5.0555e-05 | 19780 | 98 | 0 | 0 | 0 | 1e-20 | 98 | 99999
99 | 1.65 | 0.1 | 6.8528e-05 | 6.8528e-05 | 0 | 0 | 0 | 0 | 6.8528e-05 | 1.1421e-06 | 5.1116e-05 | 5.1115e-05 | 5.1115e-05 | 19563 | 99 | 0 | 0 | 0 | 1e-20 | 99 | 99999
100 | 1.6667 | 0.1 | 6.8528e-05 | 6.8528e-05 | 0 | 0 | 0 | 0 | 6.8528e-05 | 1.1421e-06 | 5.1676e-05 | 5.1675e-05 | 5.1675e-05 | 19351 | 100 | 0 | 0 | 0 | 1e-20 | 100 | 99999
101 | 1.6833 | 0.1 | 6.8528e-05 | 6.8528e-05 | 0 | 0 | 0 | 0 | 6.8528e-05 | 1.1421e-06 | 5.2236e-05 | 5.2234e-05 | 5.2234e-05 | 19144 | 101 | 0 | 0 | 0 | 1e-20 | 101 | 99999
102 | 1.7 | 0.1 | 6.8528e-05 | 6.8528e-05 | 0 | 0 | 0 | 0 | 6.8528e-05 | 1.1421e-06 | 5.2795e-05 | 5.2794e-05 | 5.2794e-05 | 18941 | 102 | 0 | 0 | 0 | 1e-20 | 102 | 99999
103 | 1.7167 | 0.1 | 6.8528e-05 | 6.8528e-05 | 0 | 0 | 0 | 0 | 6.8528e-05 | 1.1421e-06 | 5.3355e-05 | 5.3353e-05 | 5.3353e-05 | 18742 | 103 | 0 | 0 | 0 | 1e-20 | 103 | 99999
104 | 1.7333 | 0.1 | 6.8528e-05 | 6.8528e-05 | 0 | 0 | 0 | 0 | 6.8528e-05 | 1.1421e-06 | 5.3915e-05 | 5.3913e-05 | 5.3913e-05 | 18548 | 104 | 0 | 0 | 0 | 1e-20 | 104 | 99999
105 | 1.75 | 0.1 | 6.8528e-05 | 6.8528e-05 | 0 | 0 | 0 | 0 | 6.8528e-05 | 1.1421e-06 | 5.4474e-05 | 5.4473e-05 | 5.4473e-05 | 18357 | 105 | 0 | 0 | 0 | 1e-20 | 105 | 99999
106 | 1.7667 | 0.1 | 6.8528e-05 | 6.8528e-05 | 0 | 0 | 0 | 0 | 6.8528e-05 | 1.1421e-06 | 5.5034e-05 | 5.5032e-05 | 5.5032e-05 | 18171 | 106 | 0 | 0 | 0 | 1e-20 | 106 | 99999
107 | 1.7833 | 0.1 | 6.8528e-05 | 6.8528e-05 | 0 | 0 | 0 | 0 | 6.8528e-05 | 1.1421e-06 | 5.5593e-05 | 5.5592e-05 | 5.5592e-05 | 17988 | 107 | 0 | 0 | 0 | 1e-20 | 107 | 99999
108 | 1.8 | 0.1 | 6.8528e-05 | 6.8528e-05 | 0 | 0 | 0 | 0 | 6.8528e-05 | 1.1421e-06 | 5.6153e-05 | 5.6152e-05 | 5.6152e-05 | 17808 | 108 | 0 | 0 | 0 | 1e-20 | 108 | 99999
109 | 1.8167 | 0.1 | 6.8528e-05 | 6.8528e-05 | 0 | 0 | 0 | 0 | 6.8528e-05 | 1.1421e-06 | 5.6713e-05 | 5.6711e-05 | 5.6711e-05 | 17633 | 109 | 0 | 0 | 0 | 1e-20 | 109 | 99999
110 | 1.8333 | 0.1 | 6.8528e-05 | 6.8528e-05 | 0 | 0 | 0 | 0 | 6.8528e-05 | 1.1421e-06 | 5.7272e-05 | 5.7271e-05 | 5.7271e-05 | 17460 | 110 | 0 | 0 | 0 | 1e-20 | 110 | 99999
111 | 1.85 | 0.1 | 6.8528e-05 | 6.8528e-05 | 0 | 0 | 0 | 0 | 6.8528e-05 | 1.1421e-06 | 5.7832e-05 | 5.783e-05 | 5.783e-05 | 17291 | 111 | 0 | 0 | 0 | 1e-20 | 111 | 99999
112 | 1.8667 | 0.1 | 6.8528e-05 | 6.8528e-05 | 0 | 0 | 0 | 0 | 6.8528e-05 | 1.1421e-06 | 5.8392e-05 | 5.839e-05 | 5.839e-05 | 17126 | 112 | 0 | 0 | 0 | 1e-20 | 112 | 99999
113 | 1.8833 | 0.1 | 6.8528e-05 | 6.8528e-05 | 0 | 0 | 0 | 0 | 6.8528e-05 | 1.1421e-06 | 5.8951e-05 | 5.895e-05 | 5.895e-05 | 16963 | 113 | 0 | 0 | 0 | 1e-20 | 113 | 99999
114 | 1.9 | 0.1 | 6.8528e-05 | 6.8528e-05 | 0 | 0 | 0 | 0 | 6.8528e-05 | 1.1421e-06 | 5.9511e-05 | 5.9509e-05 | 5.9509e-05 | 16804 | 114 | 0 | 0 | 0 | 1e-20 | 114 | 99999
115 | 1.9167 | 0.1 | 6.8528e-05 | 6.8528e-05 | 0 | 0 | 0 | 0 | 6.8528e-05 | 1.1421e-06 | 6.0071e-05 | 6.0069e-05 | 6.0069e-05 | 16647 | 115 | 0 | 0 | 0 | 1e-20 | 115 | 99999
116 | 1.9333 | 0.1 | 6.8528e-05 | 6.8528e-05 | 0 | 0 | 0 | 0 | 6.8528e-05 | 1.1421e-06 | 6.063e-05 | 6.0628e-05 | 6.0628e-05 | 16493 | 116 | 0 | 0 | 0 | 1e-20 | 116 | 99999
117 | 1.95 | 0.1 | 6.8528e-05 | 6.8528e-05 | 0 | 0 | 0 | 0 | 6.8528e-05 | 1.1421e-06 | 6.119e-05 | 6.1188e-05 | 6.1188e-05 | 16343 | 117 | 0 | 0 | 0 | 1e-20 | 117 | 99999
118 | 1.9667 | 0.1 | 6.8528e-05 | 6.8528e-05 | 0 | 0 | 0 | 0 | 6.8528e-05 | 1.1421e-06 | 6.175e-05 | 6.1748e-05 | 6.1748e-05 | 16194 | 118 | 0 | 0 | 0 | 1e-20 | 118 | 99999
119 | 1.9833 | 0.1 | 6.8528e-05 | 6.8528e-05 | 0 | 0 | 0 | 0 | 6.8528e-05 | 1.1421e-06 | 6.2309e-05 | 6.2307e-05 | 6.2307e-05 | 16049 | 119 | 0 | 0 | 0 | 1e-20 | 119 | 99999
120 | 2 | 0.1 | 6.8528e-05 | 6.8528e-05 | 5 | 0 | 0 | 0 | 6.8528e-05 | 1.1421e-06 | 6.2869e-05 | 6.2867e-05 | 6.2867e-05 | 15906 | 120 | 0 | 0 | 0 | 1e-20 | 120 | 99999
121 | 2.0167 | 0 | 6.8528e-05 | 6.0607e-05 | 5 | 0.00039605 | 0.00039605 | 0 | 0.00045666 | 7.611e-06 | 6.6598e-05 | 6.6596e-05 | 6.6596e-05 | 15015 | 121 | 0 | 0 | 0 | 1e-20 | 121 | 99999
122 | 2.0333 | 0 | 6.8528e-05 | 5.3601e-05 | 5 | 0.00074633 | 0.00074633 | 0 | 0.00079993 | 1.3332e-05 | 7.3131e-05 | 7.3128e-05 | 7.3128e-05 | 13674 | 122 | 0 | 0 | 0 | 1e-20 | 122 | 99999
123 | 2.05 | 0 | 6.8528e-05 | 4.7406e-05 | 5 | 0.0010561 | 0.0010561 | 0 | 0.0011035 | 1.8392e-05 | 8.2143e-05 | 8.214e-05 | 8.214e-05 | 12174 | 123 | 0 | 0 | 0 | 1e-20 | 123 | 99999
124 | 2.0667 | 0 | 6.8528e-05 | 4.1926e-05 | 5 | 0.0013301 | 0.0013301 | 0 | 0.001372 | 2.2867e-05 | 9.3348e-05 | 9.3343e-05 | 9.3343e-05 | 10713 | 124 | 0 | 0 | 0 | 1e-20 | 124 | 99999
125 | 2.0833 | 0 | 6.8528e-05 | 3.708e-05 | 5 | 0.0015724 | 0.0015724 | 0 | 0.0016095 | 2.6825e-05 | 0.00010649 | 0.00010649 | 0.00010649 | 9390 | 125 | 0 | 0 | 0 | 1e-20 | 125 | 99999
126 | 2.1 | 0 | 6.8528e-05 | 3.2794e-05 | 5 | 0.0017867 | 0.0017867 | 0 | 0.0018195 | 3.0325e-05 | 0.00012135 | 0.00012134 | 0.00012134 | 8241 | 126 | 0 | 0 | 0 | 1e-20 | 126 | 99999
127 | 2.1167 | 0 | 6.8528e-05 | 2.9003e-05 | 5 | 0.0019762 | 0.0019762 | 0 | 0.0020052 | 3.3421e-05 | 0.00013773 | 0.00013772 | 0.00013772 | 7261 | 127 | 0 | 0 | 0 | 1e-20 | 127 | 99999
128 | 2.1333 | 0 | 6.8528e-05 | 2.5651e-05 | 5 | 0.0021439 | 0.0021439 | 0 | 0.0021695 | 3.6158e-05 | 0.00015544 | 0.00015543 | 0.00015543 | 6433 | 128 | 0 | 0 | 0 | 1e-20 | 128 | 99999
129 | 2.15 | 0 | 6.8528e-05 | 2.2686e-05 | 5 | 0.0022921 | 0.0022921 | 0 | 0.0023148 | 3.858e-05 | 0.00017435 | 0.00017433 | 0.00017433 | 5736 | 129 | 0 | 0 | 0 | 1e-20 | 129 | 99999
130 | 2.1667 | 0 | 6.8528e-05 | 2.0064e-05 | 5 | 0.0024232 | 0.0024232 | 0 | 0.0024433 | 4.0721e-05 | 0.0001943 | 0.00019428 | 0.00019428 | 5147 | 130 | 0 | 0 | 0 | 1e-20 | 130 | 99999
131 | 2.1833 | 0 | 6.8528e-05 | 1.7744e-05 | 5 | 0.0025392 | 0.0025392 | 0 | 0.0025569 | 4.2615e-05 | 0.00021518 | 0.00021516 | 0.00021516 | 4647 | 131 | 0 | 0 | 0 | 1e-20 | 131 | 99999
132 | 2.2 | 0 | 6.8528e-05 | 1.5693e-05 | 5 | 0.0026417 | 0.0026417 | 0 | 0.0026574 | 4.429e-05 | 0.00023689 | 0.00023686 | 0.00023686 | 4221 | 132 | 0 | 0 | 0 | 1e-20 | 132 | 99999
133 | 2.2167 | 0 | 6.8528e-05 | 1.3879e-05 | 5 | 0.0027324 | 0.0027324 | 0 | 0.0027463 | 4.5772e-05 | 0.00025931 | 0.00025928 | 0.00025928 | 3856 | 133 | 0 | 0 | 0 | 1e-20 | 133 | 99999
134 | 2.2333 | 0 | 6.8528e-05 | 1.2275e-05 | 5 | 0.0028126 | 0.0028126 | 0 | 0.0028249 | 4.7082e-05 | 0.00028238 | 0.00028234 | 0.00028234 | 3541 | 134 | 0 | 0 | 0 | 1e-20 | 134 | 99999
135 | 2.25 | 0 | 6.8528e-05 | 1.0856e-05 | 5 | 0.0028836 | 0.0028836 | 0 | 0.0028944 | 4.8241e-05 | 0.00030602 | 0.00030598 | 0.00030598 | 3268 | 135 | 0 | 0 | 0 | 1e-20 | 135 | 99999
136 | 2.2667 | 0 | 6.8528e-05 | 9.6014e-06 | 5 | 0.0029463 | 0.0029463 | 0 | 0.0029559 | 4.9265e-05 | 0.00033016 | 0.00033011 | 0.00033011 | 3029 | 136 | 0 | 0 | 0 | 1e-20 | 136 | 99999
137 | 2.2833 | 0 | 6.8528e-05 | 8.4916e-06 | 5 | 0.0030018 | 0.0030018 | 0 | 0.0030103 | 5.0172e-05 | 0.00035475 | 0.00035468 | 0.00035468 | 2819 | 137 | 0 | 0 | 0 | 1e-20 | 137 | 99999
138 | 2.3 | 0 | 6.8528e-05 | 7.51e-06 | 5 | 0.0030509 | 0.0030509 | 0 | 0.0030584 | 5.0973e-05 | 0.00037972 | 0.00037965 | 0.00037965 | 2633 | 138 | 0 | 0 | 0 | 1e-20 | 138 | 99999
139 | 2.3167 | 0 | 6.8528e-05 | 6.642e-06 | 5 | 0.0030943 | 0.0030943 | 0 | 0.0031009 | 5.1682e-05 | 0.00040505 | 0.00040497 | 0.00040497 | 2469 | 139 | 0 | 0 | 0 | 1e-20 | 139 | 99999
140 | 2.3333 | 0 | 6.8528e-05 | 5.8742e-06 | 5 | 0.0031327 | 0.0031327 | 0 | 0.0031386 | 5.2309e-05 | 0.00043068 | 0.00043059 | 0.00043059 | 2322 | 140 | 0 | 0 | 0 | 1e-20 | 140 | 99999
141 | 2.35 | 0 | 6.8528e-05 | 5.1952e-06 | 5 | 0.0031666 | 0.0031666 | 0 | 0.0031718 | 5.2864e-05 | 0.00045658 | 0.00045648 | 0.00045648 | 2190 | 141 | 0 | 0 | 0 | 1e-20 | 141 | 99999
142 | 2.3667 | 0 | 6.8528e-05 | 4.5947e-06 | 5 | 0.0031967 | 0.0031967 | 0 | 0.0032013 | 5.3354e-05 | 0.00048273 | 0.00048261 | 0.00048261 | 2072 | 142 | 0 | 0 | 0 | 1e-20 | 142 | 99999
143 | 2.3833 | 0 | 6.8528e-05 | 4.0636e-06 | 5 | 0.0032232 | 0.0032232 | 0 | 0.0032273 | 5.3788e-05 | 0.00050908 | 0.00050895 | 0.00050895 | 1964 | 143 | 0 | 0 | 0 | 1e-20 | 143 | 99999
144 | 2.4 | 0 | 6.8528e-05 | 3.5939e-06 | 5 | 0.0032467 | 0.0032467 | 0 | 0.0032503 | 5.4172e-05 | 0.00053563 | 0.00053548 | 0.00053548 | 1867 | 144 | 0 | 0 | 0 | 1e-20 | 144 | 99999
145 | 2.4167 | 0 | 6.8528e-05 | 3.1785e-06 | 5 | 0.0032675 | 0.0032675 | 0 | 0.0032706 | 5.4511e-05 | 0.00056234 | 0.00056218 | 0.00056218 | 1778 | 145 | 0 | 0 | 0 | 1e-20 | 145 | 99999
146 | 2.4333 | 0 | 6.8528e-05 | 2.8111e-06 | 5 | 0.0032858 | 0.0032858 | 0 | 0.0032887 | 5.4811e-05 | 0.00058919 | 0.00058902 | 0.00058902 | 1697 | 146 | 0 | 0 | 0 | 1e-20 | 146 | 99999
147 | 2.45 | 0 | 6.8528e-05 | 2.4862e-06 | 5 | 0.0033021 | 0.0033021 | 0 | 0.0033046 | 5.5076e-05 | 0.00061618 | 0.00061599 | 0.00061599 | 1623 | 147 | 0 | 0 | 0 | 1e-20 | 147 | 99999
148 | 2.4667 | 0 | 6.8528e-05 | 2.1988e-06 | 5 | 0.0033165 | 0.0033165 | 0 | 0.0033187 | 5.5311e-05 | 0.00064328 | 0.00064308 | 0.00064308 | 1555 | 148 | 0 | 0 | 0 | 1e-20 | 148 | 99999
149 | 2.4833 | 0 | 6.8528e-05 | 1.9446e-06 | 5 | 0.0033292 | 0.0033292 | 0 | 0.0033311 | 5.5518e-05 | 0.00067049 | 0.00067026 | 0.00067026 | 1491 | 149 | 0 | 0 | 0 | 1e-20 | 149 | 99999
150 | 2.5 | 0 | 6.8528e-05 | 1.7199e-06 | 5 | 0.0033404 | 0.0033404 | 0 | 0.0033421 | 5.5702e-05 | 0.00069778 | 0.00069754 | 0.00069754 | 1433 | 150 | 5.5702e-05 | 2.7294e-05 | 2.7294e-05 | 2.7294e-05 | 150 | 36638
151 | 2.5167 | 0 | 6.8528e-05 | 1.5211e-06 | 5 | 0.0033503 | 0.0033503 | 0 | 0.0033519 | 5.5864e-05 | 0.00072516 | 0.00072489 | 0.00072489 | 1379 | 151 | 5.5864e-05 | 5.4668e-05 | 5.4666e-05 | 5.4666e-05 | 151 | 18292
152 | 2.5333 | 0 | 6.8528e-05 | 1.3452e-06 | 5 | 0.0033591 | 0.0033591 | 0 | 0.0033605 | 5.6008e-05 | 0.0007526 | 0.00075232 | 0.00075232 | 1329 | 152 | 5.6008e-05 | 8.2111e-05 | 8.2108e-05 | 8.2108e-05 | 152 | 12179
153 | 2.55 | 0 | 6.8528e-05 | 1.1897e-06 | 5 | 0.0033669 | 0.0033669 | 0 | 0.0033681 | 5.6135e-05 | 0.00078011 | 0.0007798 | 0.0007798 | 1282 | 153 | 5.6135e-05 | 0.00010962 | 0.00010961 | 0.00010961 | 153 | 9123
154 | 2.5667 | 0 | 6.8528e-05 | 1.0522e-06 | 5 | 0.0033738 | 0.0033738 | 0 | 0.0033748 | 5.6247e-05 | 0.00080767 | 0.00080734 | 0.00080734 | 1238 | 154 | 5.6247e-05 | 0.00013718 | 0.00013717 | 0.00013717 | 154 | 7290
155 | 2.5833 | 0 | 6.8528e-05 | 9.306e-07 | 5 | 0.0033799 | 0.0033799 | 0 | 0.0033808 | 5.6347e-05 | 0.00083528 | 0.00083493 | 0.00083493 | 1197 | 155 | 5.6347e-05 | 0.00016479 | 0.00016477 | 0.00016477 | 155 | 6068
156 | 2.6 | 0 | 6.8528e-05 | 8.2303e-07 | 5 | 0.0033852 | 0.0033852 | 0 | 0.0033861 | 5.6434e-05 | 0.00086293 | 0.00086256 | 0.00086256 | 1159 | 156 | 5.6434e-05 | 0.00019244 | 0.00019242 | 0.00019242 | 156 | 5196
157 | 2.6167 | 0 | 6.8528e-05 | 7.279e-07 | 5 | 0.00339 | 0.00339 | 0 | 0.0033907 | 5.6512e-05 | 0.00089062 | 0.00089022 | 0.00089022 | 1123 | 157 | 5.6512e-05 | 0.00022013 | 0.00022011 | 0.00022011 | 157 | 4543
158 | 2.6333 | 0 | 6.8528e-05 | 6.4376e-07 | 5 | 0.0033942 | 0.0033942 | 0 | 0.0033948 | 5.6581e-05 | 0.00091834 | 0.00091792 | 0.00091792 | 1089 | 158 | 5.6581e-05 | 0.00024786 | 0.00024783 | 0.00024783 | 158 | 4035
159 | 2.65 | 0 | 6.8528e-05 | 5.6935e-07 | 5 | 0.0033979 | 0.0033979 | 0 | 0.0033985 | 5.6642e-05 | 0.0009461 | 0.00094565 | 0.00094565 | 1057 | 159 | 5.6642e-05 | 0.00027561 | 0.00027557 | 0.00027557 | 159 | 3628
160 | 2.6667 | 0 | 6.8528e-05 | 5.0354e-07 | 5 | 0.0034012 | 0.0034012 | 0 | 0.0034017 | 5.6695e-05 | 0.00097388 | 0.00097341 | 0.00097341 | 1027 | 160 | 5.6695e-05 | 0.00030339 | 0.00030335 | 0.00030335 | 160 | 3296
161 | 2.6833 | 0 | 6.8528e-05 | 4.4534e-07 | 5 | 0.0034041 | 0.0034041 | 0 | 0.0034046 | 5.6743e-05 | 0.0010017 | 0.0010012 | 0.0010012 | 998 | 161 | 5.6743e-05 | 0.0003312 | 0.00033114 | 0.00033114 | 161 | 3019
162 | 2.7 | 0 | 6.8528e-05 | 3.9386e-07 | 5 | 0.0034067 | 0.0034067 | 0 | 0.0034071 | 5.6785e-05 | 0.0010295 | 0.001029 | 0.001029 | 971 | 162 | 5.6785e-05 | 0.00035902 | 0.00035896 | 0.00035896 | 162 | 2785
163 | 2.7167 | 0 | 6.8528e-05 | 3.4833e-07 | 5 | 0.003409 | 0.003409 | 0 | 0.0034093 | 5.6822e-05 | 0.0010574 | 0.0010568 | 0.0010568 | 946 | 163 | 5.6822e-05 | 0.00038686 | 0.00038679 | 0.00038679 | 163 | 2585
164 | 2.7333 | 0 | 6.8528e-05 | 3.0807e-07 | 5 | 0.003411 | 0.003411 | 0 | 0.0034113 | 5.6855e-05 | 0.0010852 | 0.0010846 | 0.0010846 | 921 | 164 | 5.6855e-05 | 0.00041472 | 0.00041464 | 0.00041464 | 164 | 2411
165 | 2.75 | 0 | 6.8528e-05 | 2.7246e-07 | 5 | 0.0034128 | 0.0034128 | 0 | 0.003413 | 5.6884e-05 | 0.0011131 | 0.0011125 | 0.0011125 | 898 | 165 | 5.6884e-05 | 0.0004426 | 0.0004425 | 0.0004425 | 165 | 2259
166 | 2.7667 | 0 | 6.8528e-05 | 2.4097e-07 | 5 | 0.0034143 | 0.0034143 | 0 | 0.0034146 | 5.691e-05 | 0.001141 | 0.0011403 | 0.0011403 | 876 | 166 | 5.691e-05 | 0.00047048 | 0.00047037 | 0.00047037 | 166 | 2125
167 | 2.7833 | 0 | 6.8528e-05 | 2.1311e-07 | 5 | 0.0034157 | 0.0034157 | 0 | 0.003416 | 5.6933e-05 | 0.0011689 | 0.0011682 | 0.0011682 | 856 | 167 | 5.6933e-05 | 0.00049838 | 0.00049825 | 0.00049825 | 167 | 2007
168 | 2.8 | 0 | 6.8528e-05 | 1.8848e-07 | 5 | 0.003417 | 0.003417 | 0 | 0.0034172 | 5.6953e-05 | 0.0011968 | 0.0011961 | 0.0011961 | 836 | 168 | 5.6953e-05 | 0.00052629 | 0.00052615 | 0.00052615 | 168 | 1900
169 | 2.8167 | 0 | 6.8528e-05 | 1.6669e-07 | 5 | 0.0034181 | 0.0034181 | 0 | 0.0034182 | 5.697e-05 | 0.0012247 | 0.0012239 | 0.0012239 | 817 | 169 | 5.697e-05 | 0.0005542 | 0.00055405 | 0.00055405 | 169 | 1804
170 | 2.8333 | 0 | 6.8528e-05 | 1.4743e-07 | 5 | 0.003419 | 0.003419 | 0 | 0.0034192 | 5.6986e-05 | 0.0012526 | 0.0012518 | 0.0012518 | 798 | 170 | 5.6986e-05 | 0.00058212 | 0.00058195 | 0.00058195 | 170 | 1718
171 | 2.85 | 0 | 6.8528e-05 | 1.3039e-07 | 5 | 0.0034199 | 0.0034199 | 0 | 0.00342 | 5.7e-05 | 0.0012805 | 0.0012797 | 0.0012797 | 781 | 171 | 5.7e-05 | 0.00061005 | 0.00060987 | 0.00060987 | 171 | 1639
172 | 2.8667 | 0 | 6.8528e-05 | 1.1531e-07 | 5 | 0.0034206 | 0.0034206 | 0 | 0.0034207 | 5.7012e-05 | 0.0013085 | 0.0013076 | 0.0013076 | 764 | 172 | 5.7012e-05 | 0.00063799 | 0.00063779 | 0.00063779 | 172 | 1567
173 | 2.8833 | 0 | 6.8528e-05 | 1.0199e-07 | 5 | 0.0034213 | 0.0034213 | 0 | 0.0034214 | 5.7023e-05 | 0.0013364 | 0.0013355 | 0.0013355 | 748 | 173 | 5.7023e-05 | 0.00066593 | 0.00066571 | 0.00066571 | 173 | 1502
174 | 2.9 | 0 | 6.8528e-05 | 9.0197e-08 | 5 | 0.0034219 | 0.0034219 | 0 | 0.003422 | 5.7033e-05 | 0.0013644 | 0.0013634 | 0.0013634 | 733 | 174 | 5.7033e-05 | 0.00069388 | 0.00069364 | 0.00069364 | 174 | 1441
175 | 2.9167 | 0 | 6.8528e-05 | 7.9771e-08 | 5 | 0.0034224 | 0.0034224 | 0 | 0.0034225 | 5.7041e-05 | 0.0013923 | 0.0013913 | 0.0013913 | 718 | 175 | 5.7041e-05 | 0.00072183 | 0.00072157 | 0.00072157 | 175 | 1385
176 | 2.9333 | 0 | 6.8528e-05 | 7.0551e-08 | 5 | 0.0034229 | 0.0034229 | 0 | 0.0034229 | 5.7049e-05 | 0.0014203 | 0.0014193 | 0.0014193 | 704 | 176 | 5.7049e-05 | 0.00074978 | 0.0007495 | 0.0007495 | 176 | 1334
177 | 2.95 | 0 | 6.8528e-05 | 6.2396e-08 | 5 | 0.0034233 | 0.0034233 | 0 | 0.0034233 | 5.7056e-05 | 0.0014482 | 0.0014472 | 0.0014472 | 690 | 177 | 5.7056e-05 | 0.00077774 | 0.00077744 | 0.00077744 | 177 | 1286
178 | 2.9667 | 0 | 6.8528e-05 | 5.5183e-08 | 5 | 0.0034236 | 0.0034236 | 0 | 0.0034237 | 5.7062e-05 | 0.0014762 | 0.0014751 | 0.0014751 | 677 | 178 | 5.7062e-05 | 0.0008057 | 0.00080537 | 0.00080537 | 178 | 1241
179 | 2.9833 | 0 | 6.8528e-05 | 4.8805e-08 | 5 | 0.003424 | 0.003424 | 0 | 0.003424 | 5.7067e-05 | 0.0015041 | 0.001503 | 0.001503 | 665 | 179 | 5.7067e-05 | 0.00083366 | 0.00083331 | 0.00083331 | 179 | 1200
180 | 3 | 0 | 6.8528e-05 | 4.3164e-08 | 5 | 0.0034242 | 0.0034242 | 0 | 0.0034243 | 5.7071e-05 | 0.0015321 | 0.0015309 | 0.0015309 | 653 | 180 | 5.7071e-05 | 0.00086163 | 0.00086126 | 0.00086126 | 180 | 1161
181 | 3.0167 | 0 | 6.8528e-05 | 3.8174e-08 | 5 | 0.0034245 | 0.0034245 | 0 | 0.0034245 | 5.7075e-05 | 0.0015601 | 0.0015589 | 0.0015589 | 641 | 181 | 5.7075e-05 | 0.00088959 | 0.0008892 | 0.0008892 | 181 | 1124
182 | 3.0333 | 0 | 6.8528e-05 | 3.3762e-08 | 5 | 0.0034247 | 0.0034247 | 0 | 0.0034247 | 5.7079e-05 | 0.0015881 | 0.0015868 | 0.0015868 | 630 | 182 | 5.7079e-05 | 0.00091756 | 0.00091714 | 0.00091714 | 182 | 1090
183 | 3.05 | 0 | 6.8528e-05 | 2.9859e-08 | 5 | 0.0034249 | 0.0034249 | 0 | 0.0034249 | 5.7082e-05 | 0.001616 | 0.0016147 | 0.0016147 | 619 | 183 | 5.7082e-05 | 0.00094553 | 0.00094509 | 0.00094509 | 183 | 1058
184 | 3.0667 | 0 | 6.8528e-05 | 2.6408e-08 | 5 | 0.0034251 | 0.0034251 | 0 | 0.0034251 | 5.7085e-05 | 0.001644 | 0.0016426 | 0.0016426 | 608 | 184 | 5.7085e-05 | 0.0009735 | 0.00097303 | 0.00097303 | 184 | 1027
185 | 3.0833 | 0 | 6.8528e-05 | 2.3355e-08 | 5 | 0.0034252 | 0.0034252 | 0 | 0.0034252 | 5.7087e-05 | 0.001672 | 0.0016706 | 0.0016706 | 598 | 185 | 5.7087e-05 | 0.0010015 | 0.001001 | 0.001001 | 185 | 999
186 | 3.1 | 0 | 6.8528e-05 | 2.0656e-08 | 5 | 0.0034254 | 0.0034254 | 0 | 0.0034254 | 5.709e-05 | 0.0016999 | 0.0016985 | 0.0016985 | 588 | 186 | 5.709e-05 | 0.0010295 | 0.0010289 | 0.0010289 | 186 | 971
187 | 3.1167 | 0 | 6.8528e-05 | 1.8268e-08 | 5 | 0.0034255 | 0.0034255 | 0 | 0.0034255 | 5.7092e-05 | 0.0017279 | 0.0017264 | 0.0017264 | 579 | 187 | 5.7092e-05 | 0.0010574 | 0.0010569 | 0.0010569 | 187 | 946
188 | 3.1333 | 0 | 6.8528e-05 | 1.6157e-08 | 5 | 0.0034256 | 0.0034256 | 0 | 0.0034256 | 5.7093e-05 | 0.0017559 | 0.0017543 | 0.0017543 | 570 | 188 | 5.7093e-05 | 0.0010854 | 0.0010848 | 0.0010848 | 188 | 921
189 | 3.15 | 0 | 6.8528e-05 | 1.4289e-08 | 5 | 0.0034257 | 0.0034257 | 0 | 0.0034257 | 5.7095e-05 | 0.0017839 | 0.0017823 | 0.0017823 | 561 | 189 | 5.7095e-05 | 0.0011134 | 0.0011128 | 0.0011128 | 189 | 898
190 | 3.1667 | 0 | 6.8528e-05 | 1.2637e-08 | 5 | 0.0034258 | 0.0034258 | 0 | 0.0034258 | 5.7096e-05 | 0.0018118 | 0.0018102 | 0.0018102 | 552 | 190 | 5.7096e-05 | 0.0011414 | 0.0011407 | 0.0011407 | 190 | 876
191 | 3.1833 | 0 | 6.8528e-05 | 1.1177e-08 | 5 | 0.0034258 | 0.0034258 | 0 | 0.0034258 | 5.7097e-05 | 0.0018398 | 0.0018381 | 0.0018381 | 544 | 191 | 5.7097e-05 | 0.0011693 | 0.0011686 | 0.0011686 | 191 | 855
192 | 3.2 | 0 | 6.8528e-05 | 9.8848e-09 | 5 | 0.0034259 | 0.0034259 | 0 | 0.0034259 | 5.7098e-05 | 0.0018678 | 0.0018661 | 0.0018661 | 535 | 192 | 5.7098e-05 | 0.0011973 | 0.0011966 | 0.0011966 | 192 | 835
193 | 3.2167 | 0 | 6.8528e-05 | 8.7422e-09 | 5 | 0.003426 | 0.003426 | 0 | 0.003426 | 5.7099e-05 | 0.0018958 | 0.001894 | 0.001894 | 527 | 193 | 5.7099e-05 | 0.0012253 | 0.0012245 | 0.0012245 | 193 | 816
194 | 3.2333 | 0 | 6.8528e-05 | 7.7317e-09 | 5 | 0.003426 | 0.003426 | 0 | 0.003426 | 5.71e-05 | 0.0019238 | 0.0019219 | 0.0019219 | 520 | 194 | 5.71e-05 | 0.0012533 | 0.0012525 | 0.0012525 | 194 | 798
195 | 3.25 | 0 | 6.8528e-05 | 6.838e-09 | 5 | 0.0034261 | 0.0034261 | 0 | 0.0034261 | 5.7101e-05 | 0.0019517 | 0.0019498 | 0.0019498 | 512 | 195 | 5.7101e-05 | 0.0012812 | 0.0012804 | 0.0012804 | 195 | 780
196 | 3.2667 | 0 | 6.8528e-05 | 6.0476e-09 | 5 | 0.0034261 | 0.0034261 | 0 | 0.0034261 | 5.7102e-05 | 0.0019797 | 0.0019778 | 0.0019778 | 505 | 196 | 0 | 0.0012812 | 0.0012804 | 0.0012804 | 196 | 780
197 | 3.2833 | 0 | 6.8528e-05 | 5.3486e-09 | 5 | 0.0034261 | 0.0034261 | 0 | 0.0034261 | 5.7102e-05 | 0.0020077 | 0.0020057 | 0.0020057 | 498 | 197 | 0 | 0.0012812 | 0.0012804 | 0.0012804 | 197 | 780
198 | 3.3 | 0 | 6.8528e-05 | 4.7303e-09 | 5 | 0.0034262 | 0.0034262 | 0 | 0.0034262 | 5.7103e-05 | 0.0020357 | 0.0020336 | 0.0020336 | 491 | 198 | 0 | 0.0012812 | 0.0012804 | 0.0012804 | 198 | 780
199 | 3.3167 | 0 | 6.8528e-05 | 4.1836e-09 | 5 | 0.0034262 | 0.0034262 | 0 | 0.0034262 | 5.7103e-05 | 0.0020637 | 0.0020615 | 0.0020615 | 485 | 199 | 0 | 0.0012812 | 0.0012804 | 0.0012804 | 199 | 780
200 | 3.3333 | 0 | 6.8528e-05 | 3.7e-09 | 5 | 0.0034262 | 0.0034262 | 0 | 0.0034262 | 5.7104e-05 | 0.0020916 | 0.0020895 | 0.0020895 | 478 | 200 | 0 | 0.0012812 | 0.0012804 | 0.0012804 | 200 | 780
201 | 3.35 | 0 | 6.8528e-05 | 3.2723e-09 | 5 | 0.0034262 | 0.0034262 | 0 | 0.0034262 | 5.7104e-05 | 0.0021196 | 0.0021174 | 0.0021174 | 472 | 201 | 0 | 0.0012812 | 0.0012804 | 0.0012804 | 201 | 780
202 | 3.3667 | 0 | 6.8528e-05 | 2.8941e-09 | 5 | 0.0034262 | 0.0034262 | 0 | 0.0034263 | 5.7104e-05 | 0.0021476 | 0.0021453 | 0.0021453 | 466 | 202 | 0 | 0.0012812 | 0.0012804 | 0.0012804 | 202 | 780
203 | 3.3833 | 0 | 6.8528e-05 | 2.5595e-09 | 5 | 0.0034263 | 0.0034263 | 0 | 0.0034263 | 5.7104e-05 | 0.0021756 | 0.0021732 | 0.0021732 | 460 | 203 | 0 | 0.0012812 | 0.0012804 | 0.0012804 | 203 | 780
204 | 3.4 | 0 | 6.8528e-05 | 2.2637e-09 | 5 | 0.0034263 | 0.0034263 | 0 | 0.0034263 | 5.7105e-05 | 0.0022036 | 0.0022011 | 0.0022011 | 454 | 204 | 0 | 0.0012812 | 0.0012804 | 0.0012804 | 204 | 780
205 | 3.4167 | 0 | 6.8528e-05 | 2.002e-09 | 5 | 0.0034263 | 0.0034263 | 0 | 0.0034263 | 5.7105e-05 | 0.0022315 | 0.0022291 | 0.0022291 | 448 | 205 | 0 | 0.0012812 | 0.0012804 | 0.0012804 | 205 | 780
206 | 3.4333 | 0 | 6.8528e-05 | 1.7706e-09 | 5 | 0.0034263 | 0.0034263 | 0 | 0.0034263 | 5.7105e-05 | 0.0022595 | 0.002257 | 0.002257 | 443 | 206 | 0 | 0.0012812 | 0.0012804 | 0.0012804 | 206 | 780
207 | 3.45 | 0 | 6.8528e-05 | 1.566e-09 | 5 | 0.0034263 | 0.0034263 | 0 | 0.0034263 | 5.7105e-05 | 0.0022875 | 0.0022849 | 0.0022849 | 437 | 207 | 0 | 0.0012812 | 0.0012804 | 0.0012804 | 207 | 780
208 | 3.4667 | 0 | 6.8528e-05 | 1.3849e-09 | 5 | 0.0034263 | 0.0034263 | 0 | 0.0034263 | 5.7105e-05 | 0.0023155 | 0.0023128 | 0.0023128 | 432 | 208 | 0 | 0.0012812 | 0.0012804 | 0.0012804 | 208 | 780
209 | 3.4833 | 0 | 6.8528e-05 | 1.2249e-09 | 5 | 0.0034263 | 0.0034263 | 0 | 0.0034263 | 5.7106e-05 | 0.0023435 | 0.0023407 | 0.0023407 | 427 | 209 | 0 | 0.0012812 | 0.0012804 | 0.0012804 | 209 | 780
210 | 3.5 | 0 | 6.8528e-05 | 1.0833e-09 | 5 | 0.0034263 | 0.0034263 | 0 | 0.0034263 | 5.7106e-05 | 0.0023715 | 0.0023686 | 0.0023686 | 422 | 210 | 0 | 0.0012812 | 0.0012804 | 0.0012804 | 210 | 780
211 | 3.5167 | 0 | 6.8528e-05 | 9.5807e-10 | 5 | 0.0034263 | 0.0034263 | 0 | 0.0034263 | 5.7106e-05 | 0.0023994 | 0.0023966 | 0.0023966 | 417 | 211 | 0 | 0.0012812 | 0.0012804 | 0.0012804 | 211 | 780
212 | 3.5333 | 0 | 6.8528e-05 | 8.4732e-10 | 5 | 0.0034264 | 0.0034264 | 0 | 0.0034264 | 5.7106e-05 | 0.0024274 | 0.0024245 | 0.0024245 | 412 | 212 | 0 | 0.0012812 | 0.0012804 | 0.0012804 | 212 | 780
213 | 3.55 | 0 | 6.8528e-05 | 7.4938e-10 | 5 | 0.0034264 | 0.0034264 | 0 | 0.0034264 | 5.7106e-05 | 0.0024554 | 0.0024524 | 0.0024524 | 407 | 213 | 0 | 0.0012812 | 0.0012804 | 0.0012804 | 213 | 780
214 | 3.5667 | 0 | 6.8528e-05 | 6.6276e-10 | 5 | 0.0034264 | 0.0034264 | 0 | 0.0034264 | 5.7106e-05 | 0.0024834 | 0.0024803 | 0.0024803 | 403 | 214 | 0 | 0.0012812 | 0.0012804 | 0.0012804 | 214 | 780
215 | 3.5833 | 0 | 6.8528e-05 | 5.8615e-10 | 5 | 0.0034264 | 0.0034264 | 0 | 0.0034264 | 5.7106e-05 | 0.0025114 | 0.0025082 | 0.0025082 | 398 | 215 | 0 | 0.0012812 | 0.0012804 | 0.0012804 | 215 | 780
216 | 3.6 | 0 | 6.8528e-05 | 5.184e-10 | 5 | 0.0034264 | 0.0034264 | 0 | 0.0034264 | 5.7106e-05 | 0.0025393 | 0.0025361 | 0.0025361 | 394 | 216 | 0 | 0.0012812 | 0.0012804 | 0.0012804 | 216 | 780
217 | 3.6167 | 0 | 6.8528e-05 | 4.5848e-10 | 5 | 0.0034264 | 0.0034264 | 0 | 0.0034264 | 5.7106e-05 | 0.0025673 | 0.002564 | 0.002564 | 390 | 217 | 0 | 0.0012812 | 0.0012804 | 0.0012804 | 217 | 780
218 | 3.6333 | 0 | 6.8528e-05 | 4.0549e-10 | 5 | 0.0034264 | 0.0034264 | 0 | 0.0034264 | 5.7106e-05 | 0.0025953 | 0.0025919 | 0.0025919 | 385 | 218 | 0 | 0.0012812 | 0.0012804 | 0.0012804 | 218 | 780
219 | 3.65 | 0 | 6.8528e-05 | 3.5862e-10 | 5 | 0.0034264 | 0.0034264 | 0 | 0.0034264 | 5.7106e-05 | 0.0026233 | 0.0026199 | 0.0026199 | 381 | 219 | 0 | 0.0012812 | 0.0012804 | 0.0012804 | 219 | 780
220 | 3.6667 | 0 | 6.8528e-05 | 3.1716e-10 | 5 | 0.0034264 | 0.0034264 | 0 | 0.0034264 | 5.7106e-05 | 0.0026513 | 0.0026478 | 0.0026478 | 377 | 220 | 0 | 0.0012812 | 0.0012804 | 0.0012804 | 220 | 780
221 | 3.6833 | 0 | 6.8528e-05 | 2.805e-10 | 5 | 0.0034264 | 0.0034264 | 0 | 0.0034264 | 5.7106e-05 | 0.0026793 | 0.0026757 | 0.0026757 | 373 | 221 | 0 | 0.0012812 | 0.0012804 | 0.0012804 | 221 | 780
222 | 3.7 | 0 | 6.8528e-05 | 2.4808e-10 | 5 | 0.0034264 | 0.0034264 | 0 | 0.0034264 | 5.7106e-05 | 0.0027072 | 0.0027036 | 0.0027036 | 369 | 222 | 0 | 0.0012812 | 0.0012804 | 0.0012804 | 222 | 780
223 | 3.7167 | 0 | 6.8528e-05 | 2.194e-10 | 5 | 0.0034264 | 0.0034264 | 0 | 0.0034264 | 5.7106e-05 | 0.0027352 | 0.0027315 | 0.0027315 | 366 | 223 | 0 | 0.0012812 | 0.0012804 | 0.0012804 | 223 | 780
224 | 3.7333 | 0 | 6.8528e-05 | 1.9404e-10 | 5 | 0.0034264 | 0.0034264 | 0 | 0.0034264 | 5.7106e-05 | 0.0027632 | 0.0027594 | 0.0027594 | 362 | 224 | 0 | 0.0012812 | 0.0012804 | 0.0012804 | 224 | 780
225 | 3.75 | 0 | 6.8528e-05 | 1.7161e-10 | 5 | 0.0034264 | 0.0034264 | 0 | 0.0034264 | 5.7106e-05 | 0.0027912 | 0.0027873 | 0.0027873 | 358 | 225 | 0 | 0.0012812 | 0.0012804 | 0.0012804 | 225 | 780
226 | 3.7667 | 0 | 6.8528e-05 | 1.5178e-10 | 5 | 0.0034264 | 0.0034264 | 0 | 0.0034264 | 5.7106e-05 | 0.0028192 | 0.0028152 | 0.0028152 | 355 | 226 | 0 | 0.0012812 | 0.0012804 | 0.0012804 | 226 | 780
227 | 3.7833 | 0 | 6.8528e-05 | 1.3423e-10 | 5 | 0.0034264 | 0.0034264 | 0 | 0.0034264 | 5.7106e-05 | 0.0028471 | 0.0028431 | 0.0028431 | 351 | 227 | 0 | 0.0012812 | 0.0012804 | 0.0012804 | 227 | 780
228 | 3.8 | 0 | 6.8528e-05 | 1.1872e-10 | 5 | 0.0034264 | 0.0034264 | 0 | 0.0034264 | 5.7106e-05 | 0.0028751 | 0.002871 | 0.002871 | 348 | 228 | 0 | 0.0012812 | 0.0012804 | 0.0012804 | 228 | 780
229 | 3.8167 | 0 | 6.8528e-05 | 1.05e-10 | 5 | 0.0034264 | 0.0034264 | 0 | 0.0034264 | 5.7106e-05 | 0.0029031 | 0.0028989 | 0.0028989 | 344 | 229 | 0 | 0.0012812 | 0.0012804 | 0.0012804 | 229 | 780
230 | 3.8333 | 0 | 6.8528e-05 | 9.2859e-11 | 5 | 0.0034264 | 0.0034264 | 0 | 0.0034264 | 5.7106e-05 | 0.0029311 | 0.0029268 | 0.0029268 | 341 | 230 | 0 | 0.0012812 | 0.0012804 | 0.0012804 | 230 | 780
231 | 3.85 | 0 | 6.8528e-05 | 8.2126e-11 | 5 | 0.0034264 | 0.0034264 | 0 | 0.0034264 | 5.7107e-05 | 0.0029591 | 0.0029547 | 0.0029547 | 338 | 231 | 0 | 0.0012812 | 0.0012804 | 0.0012804 | 231 | 780
232 | 3.8667 | 0 | 6.8528e-05 | 7.2633e-11 | 5 | 0.0034264 | 0.0034264 | 0 | 0.0034264 | 5.7107e-05 | 0.0029871 | 0.0029826 | 0.0029826 | 335 | 232 | 0 | 0.0012812 | 0.0012804 | 0.0012804 | 232 | 780
233 | 3.8833 | 0 | 6.8528e-05 | 6.4237e-11 | 5 | 0.0034264 | 0.0034264 | 0 | 0.0034264 | 5.7107e-05 | 0.003015 | 0.0030105 | 0.0030105 | 332 | 233 | 0 | 0.0012812 | 0.0012804 | 0.0012804 | 233 | 780
234 | 3.9 | 0 | 6.8528e-05 | 5.6812e-11 | 5 | 0.0034264 | 0.0034264 | 0 | 0.0034264 | 5.7107e-05 | 0.003043 | 0.0030384 | 0.0030384 | 329 | 234 | 0 | 0.0012812 | 0.0012804 | 0.0012804 | 234 | 780
235 | 3.9167 | 0 | 6.8528e-05 | 5.0245e-11 | 5 | 0.0034264 | 0.0034264 | 0 | 0.0034264 | 5.7107e-05 | 0.003071 | 0.0030663 | 0.0030663 | 326 | 235 | 0 | 0.0012812 | 0.0012804 | 0.0012804 | 235 | 780
236 | 3.9333 | 0 | 6.8528e-05 | 4.4438e-11 | 5 | 0.0034264 | 0.0034264 | 0 | 0.0034264 | 5.7107e-05 | 0.003099 | 0.0030942 | 0.0030942 | 323 | 236 | 0 | 0.0012812 | 0.0012804 | 0.0012804 | 236 | 780
237 | 3.95 | 0 | 6.8528e-05 | 3.9301e-11 | 5 | 0.0034264 | 0.0034264 | 0 | 0.0034264 | 5.7107e-05 | 0.003127 | 0.0031221 | 0.0031221 | 320 | 237 | 0 | 0.0012812 | 0.0012804 | 0.0012804 | 237 | 780
238 | 3.9667 | 0 | 6.8528e-05 | 3.4758e-11 | 5 | 0.0034264 | 0.0034264 | 0 | 0.0034264 | 5.7107e-05 | 0.003155 | 0.00315 | 0.00315 | 317 | 238 | 0 | 0.0012812 | 0.0012804 | 0.0012804 | 238 | 780
239 | 3.9833 | 0 | 6.8528e-05 | 3.0741e-11 | 5 | 0.0034264 | 0.0034264 | 0 | 0.0034264 | 5.7107e-05 | 0.0031829 | 0.0031779 | 0.0031779 | 314 | 239 | 0 | 0.0012812 | 0.0012804 | 0.0012804 | 239 | 780
240 | 4 | 0 | 6.8528e-05 | 2.7187e-11 | 5 | 0.0034264 | 0.0034264 | 0 | 0.0034264 | 5.7107e-05 | 0.0032109 | 0.0032058 | 0.0032058 | 311 | 240 | 0 | 0.0012812 | 0.0012804 | 0.0012804 | 240 | 780
241 | 4.0167 | 0 | 6.8528e-05 | 2.4045e-11 | 5 | 0.0034264 | 0.0034264 | 0 | 0.0034264 | 5.7107e-05 | 0.0032389 | 0.0032337 | 0.0032337 | 309 | 241 | 0 | 0.0012812 | 0.0012804 | 0.0012804 | 241 | 780
242 | 4.0333 | 0 | 6.8528e-05 | 2.1265e-11 | 5 | 0.0034264 | 0.0034264 | 0 | 0.0034264 | 5.7107e-05 | 0.0032669 | 0.0032615 | 0.0032615 | 306 | 242 | 0 | 0.0012812 | 0.0012804 | 0.0012804 | 242 | 780
243 | 4.05 | 0 | 6.8528e-05 | 1.8807e-11 | 5 | 0.0034264 | 0.0034264 | 0 | 0.0034264 | 5.7107e-05 | 0.0032949 | 0.0032894 | 0.0032894 | 304 | 243 | 0 | 0.0012812 | 0.0012804 | 0.0012804 | 243 | 780
244 | 4.0667 | 0 | 6.8528e-05 | 1.6633e-11 | 5 | 0.0034264 | 0.0034264 | 0 | 0.0034264 | 5.7107e-05 | 0.0033228 | 0.0033173 | 0.0033173 | 301 | 244 | 0 | 0.0012812 | 0.0012804 | 0.0012804 | 244 | 780
245 | 4.0833 | 0 | 6.8528e-05 | 1.4711e-11 | 5 | 0.0034264 | 0.0034264 | 0 | 0.0034264 | 5.7107e-05 | 0.0033508 | 0.0033452 | 0.0033452 | 298 | 245 | 0 | 0.0012812 | 0.0012804 | 0.0012804 | 245 | 780
246 | 4.1 | 0 | 6.8528e-05 | 1.301e-11 | 5 | 0.0034264 | 0.0034264 | 0 | 0.0034264 | 5.7107e-05 | 0.0033788 | 0.0033731 | 0.0033731 | 296 | 246 | 0 | 0.0012812 | 0.0012804 | 0.0012804 | 246 | 780
247 | 4.1167 | 0 | 6.8528e-05 | 1.1507e-11 | 5 | 0.0034264 | 0.0034264 | 0 | 0.0034264 | 5.7107e-05 | 0.0034068 | 0.003401 | 0.003401 | 294 | 247 | 0 | 0.0012812 | 0.0012804 | 0.0012804 | 247 | 780
248 | 4.1333 | 0 | 6.8528e-05 | 1.0177e-11 | 5 | 0.0034264 | 0.0034264 | 0 | 0.0034264 | 5.7107e-05 | 0.0034348 | 0.0034289 | 0.0034289 | 291 | 248 | 0 | 0.0012812 | 0.0012804 | 0.0012804 | 248 | 780
249 | 4.15 | 0 | 6.8528e-05 | 9.0002e-12 | 5 | 0.0034264 | 0.0034264 | 0 | 0.0034264 | 5.7107e-05 | 0.0034628 | 0.0034568 | 0.0034568 | 289 | 249 | 0 | 0.0012812 | 0.0012804 | 0.0012804 | 249 | 780
250 | 4.1667 | 0 | 6.8528e-05 | 7.9599e-12 | 5 | 0.0034264 | 0.0034264 | 0 | 0.0034264 | 5.7107e-05 | 0.0034907 | 0.0034847 | 0.0034847 | 286 | 250 | 0 | 0.0012812 | 0.0012804 | 0.0012804 | 250 | 780
251 | 4.1833 | 0 | 6.8528e-05 | 7.0398e-12 | 5 | 0.0034264 | 0.0034264 | 0 | 0.0034264 | 5.7107e-05 | 0.0035187 | 0.0035125 | 0.0035125 | 284 | 251 | 0 | 0.0012812 | 0.0012804 | 0.0012804 | 251 | 780
252 | 4.2 | 0 | 6.8528e-05 | 6.2261e-12 | 5 | 0.0034264 | 0.0034264 | 0 | 0.0034264 | 5.7107e-05 | 0.0035467 | 0.0035404 | 0.0035404 | 282 | 252 | 0 | 0.0012812 | 0.0012804 | 0.0012804 | 252 | 780
253 | 4.2167 | 0 | 6.8528e-05 | 5.5064e-12 | 5 | 0.0034264 | 0.0034264 | 0 | 0.0034264 | 5.7107e-05 | 0.0035747 | 0.0035683 | 0.0035683 | 280 | 253 | 0 | 0.0012812 | 0.0012804 | 0.0012804 | 253 | 780
254 | 4.2333 | 0 | 6.8528e-05 | 4.87e-12 | 5 | 0.0034264 | 0.0034264 | 0 | 0.0034264 | 5.7107e-05 | 0.0036027 | 0.0035962 | 0.0035962 | 278 | 254 | 0 | 0.0012812 | 0.0012804 | 0.0012804 | 254 | 780
255 | 4.25 | 0 | 6.8528e-05 | 4.307e-12 | 5 | 0.0034264 | 0.0034264 | 0 | 0.0034264 | 5.7107e-05 | 0.0036306 | 0.0036241 | 0.0036241 | 275 | 255 | 0 | 0.0012812 | 0.0012804 | 0.0012804 | 255 | 780
256 | 4.2667 | 0 | 6.8528e-05 | 3.8092e-12 | 5 | 0.0034264 | 0.0034264 | 0 | 0.0034264 | 5.7107e-05 | 0.0036586 | 0.0036519 | 0.0036519 | 273 | 256 | 0 | 0.0012812 | 0.0012804 | 0.0012804 | 256 | 780
257 | 4.2833 | 0 | 6.8528e-05 | 3.3689e-12 | 5 | 0.0034264 | 0.0034264 | 0 | 0.0034264 | 5.7107e-05 | 0.0036866 | 0.0036798 | 0.0036798 | 271 | 257 | 0 | 0.0012812 | 0.0012804 | 0.0012804 | 257 | 780
258 | 4.3 | 0 | 6.8528e-05 | 2.9795e-12 | 5 | 0.0034264 | 0.0034264 | 0 | 0.0034264 | 5.7107e-05 | 0.0037146 | 0.0037077 | 0.0037077 | 269 | 258 | 0 | 0.0012812 | 0.0012804 | 0.0012804 | 258 | 780
259 | 4.3167 | 0 | 6.8528e-05 | 2.6351e-12 | 5 | 0.0034264 | 0.0034264 | 0 | 0.0034264 | 5.7107e-05 | 0.0037426 | 0.0037356 | 0.0037356 | 267 | 259 | 0 | 0.0012812 | 0.0012804 | 0.0012804 | 259 | 780
260 | 4.3333 | 0 | 6.8528e-05 | 2.3305e-12 | 5 | 0.0034264 | 0.0034264 | 0 | 0.0034264 | 5.7107e-05 | 0.0037706 | 0.0037635 | 0.0037635 | 265 | 260 | 0 | 0.0012812 | 0.0012804 | 0.0012804 | 260 | 780
261 | 4.35 | 0 | 6.8528e-05 | 2.0611e-12 | 5 | 0.0034264 | 0.0034264 | 0 | 0.0034264 | 5.7107e-05 | 0.0037985 | 0.0037913 | 0.0037913 | 263 | 261 | 0 | 0.0012812 | 0.0012804 | 0.0012804 | 261 | 780
262 | 4.3667 | 0 | 6.8528e-05 | 1.8229e-12 | 5 | 0.0034264 | 0.0034264 | 0 | 0.0034264 | 5.7107e-05 | 0.0038265 | 0.0038192 | 0.0038192 | 261 | 262 | 0 | 0.0012812 | 0.0012804 | 0.0012804 | 262 | 780
263 | 4.3833 | 0 | 6.8528e-05 | 1.6122e-12 | 5 | 0.0034264 | 0.0034264 | 0 | 0.0034264 | 5.7107e-05 | 0.0038545 | 0.0038471 | 0.0038471 | 259 | 263 | 0 | 0.0012812 | 0.0012804 | 0.0012804 | 263 | 780
264 | 4.4 | 0 | 6.8528e-05 | 1.4258e-12 | 5 | 0.0034264 | 0.0034264 | 0 | 0.0034264 | 5.7107e-05 | 0.0038825 | 0.003875 | 0.003875 | 258 | 264 | 0 | 0.0012812 | 0.0012804 | 0.0012804 | 264 | 780
265 | 4.4167 | 0 | 6.8528e-05 | 1.261e-12 | 5 | 0.0034264 | 0.0034264 | 0 | 0.0034264 | 5.7107e-05 | 0.0039105 | 0.0039028 | 0.0039028 | 256 | 265 | 0 | 0.0012812 | 0.0012804 | 0.0012804 | 265 | 780
266 | 4.4333 | 0 | 6.8528e-05 | 1.1153e-12 | 5 | 0.0034264 | 0.0034264 | 0 | 0.0034264 | 5.7107e-05 | 0.0039385 | 0.0039307 | 0.0039307 | 254 | 266 | 0 | 0.0012812 | 0.0012804 | 0.0012804 | 266 | 780
267 | 4.45 | 0 | 6.8528e-05 | 9.8634e-13 | 5 | 0.0034264 | 0.0034264 | 0 | 0.0034264 | 5.7107e-05 | 0.0039664 | 0.0039586 | 0.0039586 | 252 | 267 | 0 | 0.0012812 | 0.0012804 | 0.0012804 | 267 | 780
268 | 4.4667 | 0 | 6.8528e-05 | 8.7233e-13 | 5 | 0.0034264 | 0.0034264 | 0 | 0.0034264 | 5.7107e-05 | 0.0039944 | 0.0039865 | 0.0039865 | 250 | 268 | 0 | 0.0012812 | 0.0012804 | 0.0012804 | 268 | 780
269 | 4.4833 | 0 | 6.8528e-05 | 7.715e-13 | 5 | 0.0034264 | 0.0034264 | 0 | 0.0034264 | 5.7107e-05 | 0.0040224 | 0.0040143 | 0.0040143 | 249 | 269 | 0 | 0.0012812 | 0.0012804 | 0.0012804 | 269 | 780
270 | 4.5 | 0 | 6.8528e-05 | 6.8233e-13 | 5 | 0.0034264 | 0.0034264 | 0 | 0.0034264 | 5.7107e-05 | 0.0040504 | 0.0040422 | 0.0040422 | 247 | 270 | 0 | 0.0012812 | 0.0012804 | 0.0012804 | 270 | 780
271 | 4.5167 | 0 | 6.8528e-05 | 6.0346e-13 | 5 | 0.0034264 | 0.0034264 | 0 | 0.0034264 | 5.7107e-05 | 0.0040784 | 0.0040701 | 0.0040701 | 245 | 271 | 0 | 0.0012812 | 0.0012804 | 0.0012804 | 271 | 780
272 | 4.5333 | 0 | 6.8528e-05 | 5.337e-13 | 5 | 0.0034264 | 0.0034264 | 0 | 0.0034264 | 5.7107e-05 | 0.0041063 | 0.0040979 | 0.0040979 | 244 | 272 | 0 | 0.0012812 | 0.0012804 | 0.0012804 | 272 | 780
273 | 4.55 | 0 | 6.8528e-05 | 4.7201e-13 | 5 | 0.0034264 | 0.0034264 | 0 | 0.0034264 | 5.7107e-05 | 0.0041343 | 0.0041258 | 0.0041258 | 242 | 273 | 0 | 0.0012812 | 0.0012804 | 0.0012804 | 273 | 780
274 | 4.5667 | 0 | 6.8528e-05 | 4.1745e-13 | 5 | 0.0034264 | 0.0034264 | 0 | 0.0034264 | 5.7107e-05 | 0.0041623 | 0.0041537 | 0.0041537 | 240 | 274 | 0 | 0.0012812 | 0.0012804 | 0.0012804 | 274 | 780
275 | 4.5833 | 0 | 6.8528e-05 | 3.692e-13 | 5 | 0.0034264 | 0.0034264 | 0 | 0.0034264 | 5.7107e-05 | 0.0041903 | 0.0041815 | 0.0041815 | 239 | 275 | 0 | 0.0012812 | 0.0012804 | 0.0012804 | 275 | 780
276 | 4.6 | 0 | 6.8528e-05 | 3.2652e-13 | 5 | 0.0034264 | 0.0034264 | 0 | 0.0034264 | 5.7107e-05 | 0.0042183 | 0.0042094 | 0.0042094 | 237 | 276 | 0 | 0.0012812 | 0.0012804 | 0.0012804 | 276 | 780
277 | 4.6167 | 0 | 6.8528e-05 | 2.8878e-13 | 5 | 0.0034264 | 0.0034264 | 0 | 0.0034264 | 5.7107e-05 | 0.0042463 | 0.0042373 | 0.0042373 | 236 | 277 | 0 | 0.0012812 | 0.0012804 | 0.0012804 | 277 | 780
278 | 4.6333 | 0 | 6.8528e-05 | 2.554e-13 | 5 | 0.0034264 | 0.0034264 | 0 | 0.0034264 | 5.7107e-05 | 0.0042742 | 0.0042651 | 0.0042651 | 234 | 278 | 0 | 0.0012812 | 0.0012804 | 0.0012804 | 278 | 780
279 | 4.65 | 0 | 6.8528e-05 | 2.2588e-13 | 5 | 0.0034264 | 0.0034264 | 0 | 0.0034264 | 5.7107e-05 | 0.0043022 | 0.004293 | 0.004293 | 232 | 279 | 0 | 0.0012812 | 0.0012804 | 0.0012804 | 279 | 780
280 | 4.6667 | 0 | 6.8528e-05 | 1.9977e-13 | 5 | 0.0034264 | 0.0034264 | 0 | 0.0034264 | 5.7107e-05 | 0.0043302 | 0.0043208 | 0.0043208 | 231 | 280 | 0 | 0.0012812 | 0.0012804 | 0.0012804 | 280 | 780
281 | 4.6833 | 0 | 6.8528e-05 | 1.7668e-13 | 5 | 0.0034264 | 0.0034264 | 0 | 0.0034264 | 5.7107e-05 | 0.0043582 | 0.0043487 | 0.0043487 | 229 | 281 | 0 | 0.0012812 | 0.0012804 | 0.0012804 | 281 | 780
282 | 4.7 | 0 | 6.8528e-05 | 1.5626e-13 | 5 | 0.0034264 | 0.0034264 | 0 | 0.0034264 | 5.7107e-05 | 0.0043862 | 0.0043766 | 0.0043766 | 228 | 282 | 0 | 0.0012812 | 0.0012804 | 0.0012804 | 282 | 780
283 | 4.7167 | 0 | 6.8528e-05 | 1.382e-13 | 5 | 0.0034264 | 0.0034264 | 0 | 0.0034264 | 5.7107e-05 | 0.0044142 | 0.0044044 | 0.0044044 | 227 | 283 | 0 | 0.0012812 | 0.0012804 | 0.0012804 | 283 | 780
284 | 4.7333 | 0 | 6.8528e-05 | 1.2222e-13 | 5 | 0.0034264 | 0.0034264 | 0 | 0.0034264 | 5.7107e-05 | 0.0044421 | 0.0044323 | 0.0044323 | 225 | 284 | 0 | 0.0012812 | 0.0012804 | 0.0012804 | 284 | 780
285 | 4.75 | 0 | 6.8528e-05 | 1.0809e-13 | 5 | 0.0034264 | 0.0034264 | 0 | 0.0034264 | 5.7107e-05 | 0.0044701 | 0.0044601 | 0.0044601 | 224 | 285 | 0 | 0.0012812 | 0.0012804 | 0.0012804 | 285 | 780
286 | 4.7667 | 0 | 6.8528e-05 | 9.56e-14 | 5 | 0.0034264 | 0.0034264 | 0 | 0.0034264 | 5.7107e-05 | 0.0044981 | 0.004488 | 0.004488 | 222 | 286 | 0 | 0.0012812 | 0.0012804 | 0.0012804 | 286 | 780
287 | 4.7833 | 0 | 6.8528e-05 | 8.455e-14 | 5 | 0.0034264 | 0.0034264 | 0 | 0.0034264 | 5.7107e-05 | 0.0045261 | 0.0045159 | 0.0045159 | 221 | 287 | 0 | 0.0012812 | 0.0012804 | 0.0012804 | 287 | 780
288 | 4.8 | 0 | 6.8528e-05 | 7.4777e-14 | 5 | 0.0034264 | 0.0034264 | 0 | 0.0034264 | 5.7107e-05 | 0.0045541 | 0.0045437 | 0.0045437 | 220 | 288 | 0 | 0.0012812 | 0.0012804 | 0.0012804 | 288 | 780
289 | 4.8167 | 0 | 6.8528e-05 | 6.6133e-14 | 5 | 0.0034264 | 0.0034264 | 0 | 0.0034264 | 5.7107e-05 | 0.004582 | 0.0045716 | 0.0045716 | 218 | 289 | 0 | 0.0012812 | 0.0012804 | 0.0012804 | 289 | 780
290 | 4.8333 | 0 | 6.8528e-05 | 5.8489e-14 | 5 | 0.0034264 | 0.0034264 | 0 | 0.0034264 | 5.7107e-05 | 0.00461 | 0.0045994 | 0.0045994 | 217 | 290 | 0 | 0.0012812 | 0.0012804 | 0.0012804 | 290 | 780
291 | 4.85 | 0 | 6.8528e-05 | 5.1728e-14 | 5 | 0.0034264 | 0.0034264 | 0 | 0.0034264 | 5.7107e-05 | 0.004638 | 0.0046273 | 0.0046273 | 216 | 291 | 0 | 0.0012812 | 0.0012804 | 0.0012804 | 291 | 780
292 | 4.8667 | 0 | 6.8528e-05 | 4.5749e-14 | 5 | 0.0034264 | 0.0034264 | 0 | 0.0034264 | 5.7107e-05 | 0.004666 | 0.0046551 | 0.0046551 | 214 | 292 | 0 | 0.0012812 | 0.0012804 | 0.0012804 | 292 | 780
293 | 4.8833 | 0 | 6.8528e-05 | 4.0461e-14 | 5 | 0.0034264 | 0.0034264 | 0 | 0.0034264 | 5.7107e-05 | 0.004694 | 0.004683 | 0.004683 | 213 | 293 | 0 | 0.0012812 | 0.0012804 | 0.0012804 | 293 | 780
294 | 4.9 | 0 | 6.8528e-05 | 3.5784e-14 | 5 | 0.0034264 | 0.0034264 | 0 | 0.0034264 | 5.7107e-05 | 0.004722 | 0.0047108 | 0.0047108 | 212 | 294 | 0 | 0.0012812 | 0.0012804 | 0.0012804 | 294 | 780
295 | 4.9167 | 0 | 6.8528e-05 | 3.1648e-14 | 5 | 0.0034264 | 0.0034264 | 0 | 0.0034264 | 5.7107e-05 | 0.0047499 | 0.0047387 | 0.0047387 | 211 | 295 | 0 | 0.0012812 | 0.0012804 | 0.0012804 | 295 | 780
296 | 4.9333 | 0 | 6.8528e-05 | 2.799e-14 | 5 | 0.0034264 | 0.0034264 | 0 | 0.0034264 | 5.7107e-05 | 0.0047779 | 0.0047665 | 0.0047665 | 209 | 296 | 0 | 0.0012812 | 0.0012804 | 0.0012804 | 296 | 780
297 | 4.95 | 0 | 6.8528e-05 | 2.4754e-14 | 5 | 0.0034264 | 0.0034264 | 0 | 0.0034264 | 5.7107e-05 | 0.0048059 | 0.0047944 | 0.0047944 | 208 | 297 | 0 | 0.0012812 | 0.0012804 | 0.0012804 | 297 | 780
298 | 4.9667 | 0 | 6.8528e-05 | 2.1893e-14 | 5 | 0.0034264 | 0.0034264 | 0 | 0.0034264 | 5.7107e-05 | 0.0048339 | 0.0048222 | 0.0048222 | 207 | 298 | 0 | 0.0012812 | 0.0012804 | 0.0012804 | 298 | 780
299 | 4.9833 | 0 | 6.8528e-05 | 1.9363e-14 | 5 | 0.0034264 | 0.0034264 | 0 | 0.0034264 | 5.7107e-05 | 0.0048619 | 0.0048501 | 0.0048501 | 206 | 299 | 0 | 0.0012812 | 0.0012804 | 0.0012804 | 299 | 780
300 | 5 | 0 | 6.8528e-05 | 1.7124e-14 | 5 | 0.0034264 | 0.0034264 | 0 | 0.0034264 | 5.7107e-05 | 0.0048898 | 0.0048779 | 0.0048779 | 205 | 300 | 0 | 0.0012812 | 0.0012804 | 0.0012804 | 300 | 780
301 | 5.0167 | 0 | 6.8528e-05 | 1.5145e-14 | 5 | 0.0034264 | 0.0034264 | 0 | 0.0034264 | 5.7107e-05 | 0.0049178 | 0.0049058 | 0.0049058 | 203 | 301 | 0 | 0.0012812 | 0.0012804 | 0.0012804 | 301 | 780
302 | 5.0333 | 0 | 6.8528e-05 | 1.3394e-14 | 5 | 0.0034264 | 0.0034264 | 0 | 0.0034264 | 5.7107e-05 | 0.0049458 | 0.0049336 | 0.0049336 | 202 | 302 | 0 | 0.0012812 | 0.0012804 | 0.0012804 | 302 | 780
303 | 5.05 | 0 | 6.8528e-05 | 1.1846e-14 | 5 | 0.0034264 | 0.0034264 | 0 | 0.0034264 | 5.7107e-05 | 0.0049738 | 0.0049614 | 0.0049614 | 201 | 303 | 0 | 0.0012812 | 0.0012804 | 0.0012804 | 303 | 780
304 | 5.0667 | 0 | 6.8528e-05 | 1.0477e-14 | 5 | 0.0034264 | 0.0034264 | 0 | 0.0034264 | 5.7107e-05 | 0.0050018 | 0.0049893 | 0.0049893 | 200 | 304 | 0 | 0.0012812 | 0.0012804 | 0.0012804 | 304 | 780
305 | 5.0833 | 0 | 6.8528e-05 | 9.2659e-15 | 5 | 0.0034264 | 0.0034264 | 0 | 0.0034264 | 5.7107e-05 | 0.0050298 | 0.0050171 | 0.0050171 | 199 | 305 | 0 | 0.0012812 | 0.0012804 | 0.0012804 | 305 | 780
306 | 5.1 | 0 | 6.8528e-05 | 8.1949e-15 | 5 | 0.0034264 | 0.0034264 | 0 | 0.0034264 | 5.7107e-05 | 0.0050577 | 0.005045 | 0.005045 | 198 | 306 | 0 | 0.0012812 | 0.0012804 | 0.0012804 | 306 | 780
307 | 5.1167 | 0 | 6.8528e-05 | 7.2476e-15 | 5 | 0.0034264 | 0.0034264 | 0 | 0.0034264 | 5.7107e-05 | 0.0050857 | 0.0050728 | 0.0050728 | 197 | 307 | 0 | 0.0012812 | 0.0012804 | 0.0012804 | 307 | 780
308 | 5.1333 | 0 | 6.8528e-05 | 6.4099e-15 | 5 | 0.0034264 | 0.0034264 | 0 | 0.0034264 | 5.7107e-05 | 0.0051137 | 0.0051007 | 0.0051007 | 196 | 308 | 0 | 0.0012812 | 0.0012804 | 0.0012804 | 308 | 780
309 | 5.15 | 0 | 6.8528e-05 | 5.669e-15 | 5 | 0.0034264 | 0.0034264 | 0 | 0.0034264 | 5.7107e-05 | 0.0051417 | 0.0051285 | 0.0051285 | 194 | 309 | 0 | 0.0012812 | 0.0012804 | 0.0012804 | 309 | 780
310 | 5.1667 | 0 | 6.8528e-05 | 5.0137e-15 | 5 | 0.0034264 | 0.0034264 | 0 | 0.0034264 | 5.7107e-05 | 0.0051697 | 0.0051563 | 0.0051563 | 193 | 310 | 0 | 0.0012812 | 0.0012804 | 0.0012804 | 310 | 780
311 | 5.1833 | 0 | 6.8528e-05 | 4.4342e-15 | 5 | 0.0034264 | 0.0034264 | 0 | 0.0034264 | 5.7107e-05 | 0.0051977 | 0.0051842 | 0.0051842 | 192 | 311 | 0 | 0.0012812 | 0.0012804 | 0.0012804 | 311 | 780
312 | 5.2 | 0 | 6.8528e-05 | 3.9216e-15 | 5 | 0.0034264 | 0.0034264 | 0 | 0.0034264 | 5.7107e-05 | 0.0052256 | 0.005212 | 0.005212 | 191 | 312 | 0 | 0.0012812 | 0.0012804 | 0.0012804 | 312 | 780
313 | 5.2167 | 0 | 6.8528e-05 | 3.4683e-15 | 5 | 0.0034264 | 0.0034264 | 0 | 0.0034264 | 5.7107e-05 | 0.0052536 | 0.0052398 | 0.0052398 | 190 | 313 | 0 | 0.0012812 | 0.0012804 | 0.0012804 | 313 | 780
314 | 5.2333 | 0 | 6.8528e-05 | 3.0674e-15 | 5 | 0.0034264 | 0.0034264 | 0 | 0.0034264 | 5.7107e-05 | 0.0052816 | 0.0052677 | 0.0052677 | 189 | 314 | 0 | 0.0012812 | 0.0012804 | 0.0012804 | 314 | 780
315 | 5.25 | 0 | 6.8528e-05 | 2.7129e-15 | 5 | 0.0034264 | 0.0034264 | 0 | 0.0034264 | 5.7107e-05 | 0.0053096 | 0.0052955 | 0.0052955 | 188 | 315 | 0 | 0.0012812 | 0.0012804 | 0.0012804 | 315 | 780
316 | 5.2667 | 0 | 6.8528e-05 | 2.3993e-15 | 5 | 0.0034264 | 0.0034264 | 0 | 0.0034264 | 5.7107e-05 | 0.0053376 | 0.0053233 | 0.0053233 | 187 | 316 | 0 | 0.0012812 | 0.0012804 | 0.0012804 | 316 | 780
317 | 5.2833 | 0 | 6.8528e-05 | 2.122e-15 | 5 | 0.0034264 | 0.0034264 | 0 | 0.0034264 | 5.7107e-05 | 0.0053655 | 0.0053512 | 0.0053512 | 186 | 317 | 0 | 0.0012812 | 0.0012804 | 0.0012804 | 317 | 780
318 | 5.3 | 0 | 6.8528e-05 | 1.8767e-15 | 5 | 0.0034264 | 0.0034264 | 0 | 0.0034264 | 5.7107e-05 | 0.0053935 | 0.005379 | 0.005379 | 185 | 318 | 0 | 0.0012812 | 0.0012804 | 0.0012804 | 318 | 780
319 | 5.3167 | 0 | 6.8528e-05 | 1.6598e-15 | 5 | 0.0034264 | 0.0034264 | 0 | 0.0034264 | 5.7107e-05 | 0.0054215 | 0.0054068 | 0.0054068 | 184 | 319 | 0 | 0.0012812 | 0.0012804 | 0.0012804 | 319 | 780
320 | 5.3333 | 0 | 6.8528e-05 | 1.4679e-15 | 5 | 0.0034264 | 0.0034264 | 0 | 0.0034264 | 5.7107e-05 | 0.0054495 | 0.0054347 | 0.0054347 | 184 | 320 | 0 | 0.0012812 | 0.0012804 | 0.0012804 | 320 | 780
321 | 5.35 | 0 | 6.8528e-05 | 1.2982e-15 | 5 | 0.0034264 | 0.0034264 | 0 | 0.0034264 | 5.7107e-05 | 0.0054775 | 0.0054625 | 0.0054625 | 183 | 321 | 0 | 0.0012812 | 0.0012804 | 0.0012804 | 321 | 780
322 | 5.3667 | 0 | 6.8528e-05 | 1.1482e-15 | 5 | 0.0034264 | 0.0034264 | 0 | 0.0034264 | 5.7107e-05 | 0.0055055 | 0.0054903 | 0.0054903 | 182 | 322 | 0 | 0.0012812 | 0.0012804 | 0.0012804 | 322 | 780
323 | 5.3833 | 0 | 6.8528e-05 | 1.0155e-15 | 5 | 0.0034264 | 0.0034264 | 0 | 0.0034264 | 5.7107e-05 | 0.0055334 | 0.0055182 | 0.0055182 | 181 | 323 | 0 | 0.0012812 | 0.0012804 | 0.0012804 | 323 | 780
324 | 5.4 | 0 | 6.8528e-05 | 8.9808e-16 | 5 | 0.0034264 | 0.0034264 | 0 | 0.0034264 | 5.7107e-05 | 0.0055614 | 0.005546 | 0.005546 | 180 | 324 | 0 | 0.0012812 | 0.0012804 | 0.0012804 | 324 | 780
325 | 5.4167 | 0 | 6.8528e-05 | 7.9427e-16 | 5 | 0.0034264 | 0.0034264 | 0 | 0.0034264 | 5.7107e-05 | 0.0055894 | 0.0055738 | 0.0055738 | 179 | 325 | 0 | 0.0012812 | 0.0012804 | 0.0012804 | 325 | 780
326 | 5.4333 | 0 | 6.8528e-05 | 7.0246e-16 | 5 | 0.0034264 | 0.0034264 | 0 | 0.0034264 | 5.7107e-05 | 0.0056174 | 0.0056016 | 0.0056016 | 178 | 326 | 0 | 0.0012812 | 0.0012804 | 0.0012804 | 326 | 780
327 | 5.45 | 0 | 6.8528e-05 | 6.2127e-16 | 5 | 0.0034264 | 0.0034264 | 0 | 0.0034264 | 5.7107e-05 | 0.0056454 | 0.0056295 | 0.0056295 | 177 | 327 | 0 | 0.0012812 | 0.0012804 | 0.0012804 | 327 | 780
328 | 5.4667 | 0 | 6.8528e-05 | 5.4946e-16 | 5 | 0.0034264 | 0.0034264 | 0 | 0.0034264 | 5.7107e-05 | 0.0056734 | 0.0056573 | 0.0056573 | 176 | 328 | 0 | 0.0012812 | 0.0012804 | 0.0012804 | 328 | 780
329 | 5.4833 | 0 | 6.8528e-05 | 4.8594e-16 | 5 | 0.0034264 | 0.0034264 | 0 | 0.0034264 | 5.7107e-05 | 0.0057013 | 0.0056851 | 0.0056851 | 175 | 329 | 0 | 0.0012812 | 0.0012804 | 0.0012804 | 329 | 780
330 | 5.5 | 0 | 6.8528e-05 | 4.2977e-16 | 5 | 0.0034264 | 0.0034264 | 0 | 0.0034264 | 5.7107e-05 | 0.0057293 | 0.0057129 | 0.0057129 | 175 | 330 | 0 | 0.0012812 | 0.0012804 | 0.0012804 | 330 | 780
331 | 5.5167 | 0 | 6.8528e-05 | 3.801e-16 | 0 | 0.0034264 | 0.0030303 | 0 | 0.0030303 | 5.0506e-05 | 0.0057541 | 0.0057375 | 0.0057375 | 174 | 331 | 0 | 0.0012812 | 0.0012804 | 0.0012804 | 331 | 780
332 | 5.5333 | 0 | 6.8528e-05 | 3.3616e-16 | 0 | 0.0034264 | 0.0026801 | 0 | 0.0026801 | 4.4668e-05 | 0.005776 | 0.0057593 | 0.0057593 | 173 | 332 | 0 | 0.0012812 | 0.0012804 | 0.0012804 | 332 | 780
333 | 5.55 | 0 | 6.8528e-05 | 2.9731e-16 | 0 | 0.0034264 | 0.0023703 | 0 | 0.0023703 | 3.9505e-05 | 0.0057953 | 0.0057785 | 0.0057785 | 173 | 333 | 0 | 0.0012812 | 0.0012804 | 0.0012804 | 333 | 780
334 | 5.5667 | 0 | 6.8528e-05 | 2.6294e-16 | 0 | 0.0034264 | 0.0020963 | 0 | 0.0020963 | 3.4938e-05 | 0.0058124 | 0.0057956 | 0.0057956 | 172 | 334 | 0 | 0.0012812 | 0.0012804 | 0.0012804 | 334 | 780
335 | 5.5833 | 0 | 6.8528e-05 | 2.3255e-16 | 0 | 0.0034264 | 0.001854 | 0 | 0.001854 | 3.09e-05 | 0.0058276 | 0.0058106 | 0.0058106 | 172 | 335 | 0 | 0.0012812 | 0.0012804 | 0.0012804 | 335 | 780
336 | 5.6 | 0 | 6.8528e-05 | 2.0567e-16 | 0 | 0.0034264 | 0.0016397 | 0 | 0.0016397 | 2.7328e-05 | 0.005841 | 0.0058239 | 0.0058239 | 171 | 336 | 0 | 0.0012812 | 0.0012804 | 0.0012804 | 336 | 780
337 | 5.6167 | 0 | 6.8528e-05 | 1.8189e-16 | 0 | 0.0034264 | 0.0014502 | 0 | 0.0014502 | 2.4169e-05 | 0.0058528 | 0.0058357 | 0.0058357 | 171 | 337 | 0 | 0.0012812 | 0.0012804 | 0.0012804 | 337 | 780
338 | 5.6333 | 0 | 6.8528e-05 | 1.6087e-16 | 0 | 0.0034264 | 0.0012825 | 0 | 0.0012825 | 2.1376e-05 | 0.0058633 | 0.0058461 | 0.0058461 | 171 | 338 | 0 | 0.0012812 | 0.0012804 | 0.0012804 | 338 | 780
339 | 5.65 | 0 | 6.8528e-05 | 1.4227e-16 | 0 | 0.0034264 | 0.0011343 | 0 | 0.0011343 | 1.8905e-05 | 0.0058725 | 0.0058553 | 0.0058553 | 170 | 339 | 0 | 0.0012812 | 0.0012804 | 0.0012804 | 339 | 780
340 | 5.6667 | 0 | 6.8528e-05 | 1.2583e-16 | 0 | 0.0034264 | 0.0010032 | 0 | 0.0010032 | 1.672e-05 | 0.0058807 | 0.0058635 | 0.0058635 | 170 | 340 | 0 | 0.0012812 | 0.0012804 | 0.0012804 | 340 | 780
341 | 5.6833 | 0 | 6.8528e-05 | 1.1129e-16 | 0 | 0.0034264 | 0.00088722 | 0 | 0.00088722 | 1.4787e-05 | 0.005888 | 0.0058707 | 0.0058707 | 170 | 341 | 0 | 0.0012812 | 0.0012804 | 0.0012804 | 341 | 780
342 | 5.7 | 0 | 6.8528e-05 | 9.8422e-17 | 0 | 0.0034264 | 0.00078467 | 0 | 0.00078467 | 1.3078e-05 | 0.0058944 | 0.005877 | 0.005877 | 170 | 342 | 0 | 0.0012812 | 0.0012804 | 0.0012804 | 342 | 780
343 | 5.7167 | 0 | 6.8528e-05 | 8.7045e-17 | 0 | 0.0034264 | 0.00069397 | 0 | 0.00069397 | 1.1566e-05 | 0.0059001 | 0.0058827 | 0.0058827 | 169 | 343 | 0 | 0.0012812 | 0.0012804 | 0.0012804 | 343 | 780
344 | 5.7333 | 0 | 6.8528e-05 | 7.6984e-17 | 0 | 0.0034264 | 0.00061376 | 0 | 0.00061376 | 1.0229e-05 | 0.0059051 | 0.0058877 | 0.0058877 | 169 | 344 | 0 | 0.0012812 | 0.0012804 | 0.0012804 | 344 | 780
345 | 5.75 | 0 | 6.8528e-05 | 6.8085e-17 | 0 | 0.0034264 | 0.00054281 | 0 | 0.00054281 | 9.0469e-06 | 0.0059095 | 0.0058921 | 0.0058921 | 169 | 345 | 0 | 0.0012812 | 0.0012804 | 0.0012804 | 345 | 780
346 | 5.7667 | 0 | 6.8528e-05 | 6.0215e-17 | 0 | 0.0034264 | 0.00048007 | 0 | 0.00048007 | 8.0012e-06 | 0.0059134 | 0.005896 | 0.005896 | 169 | 346 | 0 | 0.0012812 | 0.0012804 | 0.0012804 | 346 | 780
347 | 5.7833 | 0 | 6.8528e-05 | 5.3255e-17 | 0 | 0.0034264 | 0.00042458 | 0 | 0.00042458 | 7.0763e-06 | 0.0059169 | 0.0058994 | 0.0058994 | 169 | 347 | 0 | 0.0012812 | 0.0012804 | 0.0012804 | 347 | 780
348 | 5.8 | 0 | 6.8528e-05 | 4.7099e-17 | 0 | 0.0034264 | 0.0003755 | 0 | 0.0003755 | 6.2584e-06 | 0.00592 | 0.0059025 | 0.0059025 | 169 | 348 | 0 | 0.0012812 | 0.0012804 | 0.0012804 | 348 | 780
349 | 5.8167 | 0 | 6.8528e-05 | 4.1655e-17 | 0 | 0.0034264 | 0.0003321 | 0 | 0.0003321 | 5.535e-06 | 0.0059227 | 0.0059052 | 0.0059052 | 169 | 349 | 0 | 0.0012812 | 0.0012804 | 0.0012804 | 349 | 780
350 | 5.8333 | 0 | 6.8528e-05 | 3.684e-17 | 0 | 0.0034264 | 0.00029371 | 0 | 0.00029371 | 4.8952e-06 | 0.0059251 | 0.0059075 | 0.0059075 | 169 | 350 | 0 | 0.0012812 | 0.0012804 | 0.0012804 | 350 | 780
351 | 5.85 | 0 | 6.8528e-05 | 3.2582e-17 | 0 | 0.0034264 | 0.00025976 | 0 | 0.00025976 | 4.3294e-06 | 0.0059272 | 0.0059097 | 0.0059097 | 169 | 351 | 0 | 0.0012812 | 0.0012804 | 0.0012804 | 351 | 780
352 | 5.8667 | 0 | 6.8528e-05 | 2.8816e-17 | 0 | 0.0034264 | 0.00022974 | 0 | 0.00022974 | 3.8289e-06 | 0.0059291 | 0.0059115 | 0.0059115 | 169 | 352 | 0 | 0.0012812 | 0.0012804 | 0.0012804 | 352 | 780
353 | 5.8833 | 0 | 6.8528e-05 | 2.5485e-17 | 0 | 0.0034264 | 0.00020318 | 0 | 0.00020318 | 3.3863e-06 | 0.0059307 | 0.0059132 | 0.0059132 | 169 | 353 | 0 | 0.0012812 | 0.0012804 | 0.0012804 | 353 | 780
354 | 5.9 | 0 | 6.8528e-05 | 2.2539e-17 | 0 | 0.0034264 | 0.0001797 | 0 | 0.0001797 | 2.9949e-06 | 0.0059322 | 0.0059146 | 0.0059146 | 169 | 354 | 0 | 0.0012812 | 0.0012804 | 0.0012804 | 354 | 780
355 | 5.9167 | 0 | 6.8528e-05 | 1.9934e-17 | 0 | 0.0034264 | 0.00015892 | 0 | 0.00015892 | 2.6487e-06 | 0.0059335 | 0.0059159 | 0.0059159 | 169 | 355 | 0 | 0.0012812 | 0.0012804 | 0.0012804 | 355 | 780
356 | 5.9333 | 0 | 6.8528e-05 | 1.763e-17 | 0 | 0.0034264 | 0.00014055 | 0 | 0.00014055 | 2.3426e-06 | 0.0059346 | 0.0059171 | 0.0059171 | 169 | 356 | 0 | 0.0012812 | 0.0012804 | 0.0012804 | 356 | 780
357 | 5.95 | 0 | 6.8528e-05 | 1.5592e-17 | 0 | 0.0034264 | 0.00012431 | 0 | 0.00012431 | 2.0718e-06 | 0.0059356 | 0.0059181 | 0.0059181 | 168 | 357 | 0 | 0.0012812 | 0.0012804 | 0.0012804 | 357 | 780
358 | 5.9667 | 0 | 6.8528e-05 | 1.379e-17 | 0 | 0.0034264 | 0.00010994 | 0 | 0.00010994 | 1.8323e-06 | 0.0059365 | 0.005919 | 0.005919 | 168 | 358 | 0 | 0.0012812 | 0.0012804 | 0.0012804 | 358 | 780
359 | 5.9833 | 0 | 6.8528e-05 | 1.2196e-17 | 0 | 0.0034264 | 9.7232e-05 | 0 | 9.7232e-05 | 1.6205e-06 | 0.0059373 | 0.0059198 | 0.0059198 | 168 | 359 | 0 | 0.0012812 | 0.0012804 | 0.0012804 | 359 | 780
360 | 6 | 0 | 6.8528e-05 | 1.0786e-17 | 0 | 0.0034264 | 8.5993e-05 | 0 | 8.5993e-05 | 1.4332e-06 | 0.005938 | 0.0059204 | 0.0059204 | 168 | 360 | 0 | 0.0012812 | 0.0012804 | 0.0012804 | 360 | 780
361 | 6.0167 | 0 | 6.8528e-05 | 9.5394e-18 | 0 | 0.0034264 | 7.6053e-05 | 0 | 7.6053e-05 | 1.2675e-06 | 0.0059387 | 0.0059211 | 0.0059211 | 168 | 361 | 0 | 0.0012812 | 0.0012804 | 0.0012804 | 361 | 780
362 | 6.0333 | 0 | 6.8528e-05 | 8.4367e-18 | 0 | 0.0034264 | 6.7262e-05 | 0 | 6.7262e-05 | 1.121e-06 | 0.0059392 | 0.0059216 | 0.0059216 | 168 | 362 | 0 | 0.0012812 | 0.0012804 | 0.0012804 | 362 | 780
363 | 6.05 | 0 | 6.8528e-05 | 7.4615e-18 | 0 | 0.0034264 | 5.9487e-05 | 0 | 5.9487e-05 | 9.9146e-07 | 0.0059397 | 0.0059221 | 0.0059221 | 168 | 363 | 0 | 0.0012812 | 0.0012804 | 0.0012804 | 363 | 780
364 | 6.0667 | 0 | 6.8528e-05 | 6.5991e-18 | 0 | 0.0034264 | 5.2611e-05 | 0 | 5.2611e-05 | 8.7685e-07 | 0.0059401 | 0.0059225 | 0.0059225 | 168 | 364 | 0 | 0.0012812 | 0.0012804 | 0.0012804 | 364 | 780
365 | 6.0833 | 0 | 6.8528e-05 | 5.8363e-18 | 0 | 0.0034264 | 4.653e-05 | 0 | 4.653e-05 | 7.755e-07 | 0.0059405 | 0.0059229 | 0.0059229 | 168 | 365 | 0 | 0.0012812 | 0.0012804 | 0.0012804 | 365 | 780
366 | 6.1 | 0 | 6.8528e-05 | 5.1617e-18 | 0 | 0.0034264 | 4.1152e-05 | 0 | 4.1152e-05 | 6.8586e-07 | 0.0059408 | 0.0059232 | 0.0059232 | 168 | 366 | 0 | 0.0012812 | 0.0012804 | 0.0012804 | 366 | 780
367 | 6.1167 | 0 | 6.8528e-05 | 4.565e-18 | 0 | 0.0034264 | 3.6395e-05 | 0 | 3.6395e-05 | 6.0658e-07 | 0.0059411 | 0.0059235 | 0.0059235 | 168 | 367 | 0 | 0.0012812 | 0.0012804 | 0.0012804 | 367 | 780
368 | 6.1333 | 0 | 6.8528e-05 | 4.0374e-18 | 0 | 0.0034264 | 3.2188e-05 | 0 | 3.2188e-05 | 5.3647e-07 | 0.0059414 | 0.0059238 | 0.0059238 | 168 | 368 | 0 | 0.0012812 | 0.0012804 | 0.0012804 | 368 | 780
369 | 6.15 | 0 | 6.8528e-05 | 3.5707e-18 | 0 | 0.0034264 | 2.8468e-05 | 0 | 2.8468e-05 | 4.7446e-07 | 0.0059416 | 0.005924 | 0.005924 | 168 | 369 | 0 | 0.0012812 | 0.0012804 | 0.0012804 | 369 | 780
370 | 6.1667 | 0 | 6.8528e-05 | 3.158e-18 | 0 | 0.0034264 | 2.5177e-05 | 0 | 2.5177e-05 | 4.1962e-07 | 0.0059418 | 0.0059242 | 0.0059242 | 168 | 370 | 0 | 0.0012812 | 0.0012804 | 0.0012804 | 370 | 780
371 | 6.1833 | 0 | 6.8528e-05 | 2.7929e-18 | 0 | 0.0034264 | 2.2267e-05 | 0 | 2.2267e-05 | 3.7111e-07 | 0.005942 | 0.0059244 | 0.0059244 | 168 | 371 | 0 | 0.0012812 | 0.0012804 | 0.0012804 | 371 | 780
372 | 6.2 | 0 | 6.8528e-05 | 2.4701e-18 | 0 | 0.0034264 | 1.9693e-05 | 0 | 1.9693e-05 | 3.2822e-07 | 0.0059422 | 0.0059246 | 0.0059246 | 168 | 372 | 0 | 0.0012812 | 0.0012804 | 0.0012804 | 372 | 780
373 | 6.2167 | 0 | 6.8528e-05 | 2.1846e-18 | 0 | 0.0034264 | 1.7417e-05 | 0 | 1.7417e-05 | 2.9028e-07 | 0.0059423 | 0.0059247 | 0.0059247 | 168 | 373 | 0 | 0.0012812 | 0.0012804 | 0.0012804 | 373 | 780
374 | 6.2333 | 0 | 6.8528e-05 | 1.9321e-18 | 0 | 0.0034264 | 1.5404e-05 | 0 | 1.5404e-05 | 2.5673e-07 | 0.0059425 | 0.0059248 | 0.0059248 | 168 | 374 | 0 | 0.0012812 | 0.0012804 | 0.0012804 | 374 | 780
375 | 6.25 | 0 | 6.8528e-05 | 1.7087e-18 | 0 | 0.0034264 | 1.3623e-05 | 0 | 1.3623e-05 | 2.2705e-07 | 0.0059426 | 0.0059249 | 0.0059249 | 168 | 375 | 0 | 0.0012812 | 0.0012804 | 0.0012804 | 375 | 780
376 | 6.2667 | 0 | 6.8528e-05 | 1.5112e-18 | 0 | 0.0034264 | 1.2048e-05 | 0 | 1.2048e-05 | 2.0081e-07 | 0.0059427 | 0.005925 | 0.005925 | 168 | 376 | 0 | 0.0012812 | 0.0012804 | 0.0012804 | 376 | 780
377 | 6.2833 | 0 | 6.8528e-05 | 1.3366e-18 | 0 | 0.0034264 | 1.0656e-05 | 0 | 1.0656e-05 | 1.776e-07 | 0.0059428 | 0.0059251 | 0.0059251 | 168 | 377 | 0 | 0.0012812 | 0.0012804 | 0.0012804 | 377 | 780
378 | 6.3 | 0 | 6.8528e-05 | 1.1821e-18 | 0 | 0.0034264 | 9.424e-06 | 0 | 9.424e-06 | 1.5707e-07 | 0.0059428 | 0.0059252 | 0.0059252 | 168 | 378 | 0 | 0.0012812 | 0.0012804 | 0.0012804 | 378 | 780
379 | 6.3167 | 0 | 6.8528e-05 | 1.0454e-18 | 0 | 0.0034264 | 8.3347e-06 | 0 | 8.3347e-06 | 1.3891e-07 | 0.0059429 | 0.0059253 | 0.0059253 | 168 | 379 | 0 | 0.0012812 | 0.0012804 | 0.0012804 | 379 | 780
380 | 6.3333 | 0 | 6.8528e-05 | 9.2459e-19 | 0 | 0.0034264 | 7.3713e-06 | 0 | 7.3713e-06 | 1.2286e-07 | 0.005943 | 0.0059253 | 0.0059253 | 168 | 380 | 0 | 0.0012812 | 0.0012804 | 0.0012804 | 380 | 780
381 | 6.35 | 0 | 6.8528e-05 | 8.1772e-19 | 0 | 0.0034264 | 6.5193e-06 | 0 | 6.5193e-06 | 1.0865e-07 | 0.005943 | 0.0059254 | 0.0059254 | 168 | 381 | 0 | 0.0012812 | 0.0012804 | 0.0012804 | 381 | 780
382 | 6.3667 | 0 | 6.8528e-05 | 7.232e-19 | 0 | 0.0034264 | 5.7657e-06 | 0 | 5.7657e-06 | 9.6095e-08 | 0.0059431 | 0.0059254 | 0.0059254 | 168 | 382 | 0 | 0.0012812 | 0.0012804 | 0.0012804 | 382 | 780
383 | 6.3833 | 0 | 6.8528e-05 | 6.396e-19 | 0 | 0.0034264 | 5.0993e-06 | 0 | 5.0993e-06 | 8.4988e-08 | 0.0059431 | 0.0059255 | 0.0059255 | 168 | 383 | 0 | 0.0012812 | 0.0012804 | 0.0012804 | 383 | 780
384 | 6.4 | 0 | 6.8528e-05 | 5.6567e-19 | 0 | 0.0034264 | 4.5098e-06 | 0 | 4.5098e-06 | 7.5164e-08 | 0.0059431 | 0.0059255 | 0.0059255 | 168 | 384 | 0 | 0.0012812 | 0.0012804 | 0.0012804 | 384 | 780
385 | 6.4167 | 0 | 6.8528e-05 | 5.0029e-19 | 0 | 0.0034264 | 3.9886e-06 | 0 | 3.9886e-06 | 6.6476e-08 | 0.0059432 | 0.0059255 | 0.0059255 | 168 | 385 | 0 | 0.0012812 | 0.0012804 | 0.0012804 | 385 | 780
386 | 6.4333 | 0 | 6.8528e-05 | 4.4246e-19 | 0 | 0.0034264 | 3.5275e-06 | 0 | 3.5275e-06 | 5.8792e-08 | 0.0059432 | 0.0059256 | 0.0059256 | 168 | 386 | 0 | 0.0012812 | 0.0012804 | 0.0012804 | 386 | 780
387 | 6.45 | 0 | 6.8528e-05 | 3.9132e-19 | 0 | 0.0034264 | 3.1198e-06 | 0 | 3.1198e-06 | 5.1996e-08 | 0.0059432 | 0.0059256 | 0.0059256 | 168 | 387 | 0 | 0.0012812 | 0.0012804 | 0.0012804 | 387 | 780
388 | 6.4667 | 0 | 6.8528e-05 | 3.4608e-19 | 0 | 0.0034264 | 2.7592e-06 | 0 | 2.7592e-06 | 4.5986e-08 | 0.0059432 | 0.0059256 | 0.0059256 | 168 | 388 | 0 | 0.0012812 | 0.0012804 | 0.0012804 | 388 | 780
389 | 6.4833 | 0 | 6.8528e-05 | 3.0608e-19 | 0 | 0.0034264 | 2.4402e-06 | 0 | 2.4402e-06 | 4.0671e-08 | 0.0059433 | 0.0059256 | 0.0059256 | 168 | 389 | 0 | 0.0012812 | 0.0012804 | 0.0012804 | 389 | 780
390 | 6.5 | 0 | 6.8528e-05 | 2.707e-19 | 0 | 0.0034264 | 2.1582e-06 | 0 | 2.1582e-06 | 3.597e-08 | 0.0059433 | 0.0059257 | 0.0059257 | 168 | 390 | 0 | 0.0012812 | 0.0012804 | 0.0012804 | 390 | 780
391 | 6.5167 | 0 | 6.8528e-05 | 2.3941e-19 | 0 | 0.0034264 | 1.9087e-06 | 0 | 1.9087e-06 | 3.1812e-08 | 0.0059433 | 0.0059257 | 0.0059257 | 168 | 391 | 0 | 0.0012812 | 0.0012804 | 0.0012804 | 391 | 780
392 | 6.5333 | 0 | 6.8528e-05 | 2.1174e-19 | 0 | 0.0034264 | 1.6881e-06 | 0 | 1.6881e-06 | 2.8135e-08 | 0.0059433 | 0.0059257 | 0.0059257 | 168 | 392 | 0 | 0.0012812 | 0.0012804 | 0.0012804 | 392 | 780
393 | 6.55 | 0 | 6.8528e-05 | 1.8726e-19 | 0 | 0.0034264 | 1.493e-06 | 0 | 1.493e-06 | 2.4883e-08 | 0.0059433 | 0.0059257 | 0.0059257 | 168 | 393 | 0 | 0.0012812 | 0.0012804 | 0.0012804 | 393 | 780
394 | 6.5667 | 0 | 6.8528e-05 | 1.6562e-19 | 0 | 0.0034264 | 1.3204e-06 | 0 | 1.3204e-06 | 2.2007e-08 | 0.0059433 | 0.0059257 | 0.0059257 | 168 | 394 | 0 | 0.0012812 | 0.0012804 | 0.0012804 | 394 | 780
395 | 6.5833 | 0 | 6.8528e-05 | 1.4647e-19 | 0 | 0.0034264 | 1.1678e-06 | 0 | 1.1678e-06 | 1.9463e-08 | 0.0059433 | 0.0059257 | 0.0059257 | 168 | 395 | 0 | 0.0012812 | 0.0012804 | 0.0012804 | 395 | 780
396 | 6.6 | 0 | 6.8528e-05 | 1.2954e-19 | 0 | 0.0034264 | 1.0328e-06 | 0 | 1.0328e-06 | 1.7213e-08 | 0.0059434 | 0.0059257 | 0.0059257 | 168 | 396 | 0 | 0.0012812 | 0.0012804 | 0.0012804 | 396 | 780
397 | 6.6167 | 0 | 6.8528e-05 | 1.1457e-19 | 0 | 0.0034264 | 9.1341e-07 | 0 | 9.1341e-07 | 1.5224e-08 | 0.0059434 | 0.0059257 | 0.0059257 | 168 | 397 | 0 | 0.0012812 | 0.0012804 | 0.0012804 | 397 | 780
398 | 6.6333 | 0 | 6.8528e-05 | 1.0133e-19 | 0 | 0.0034264 | 8.0783e-07 | 0 | 8.0783e-07 | 1.3464e-08 | 0.0059434 | 0.0059257 | 0.0059257 | 168 | 398 | 0 | 0.0012812 | 0.0012804 | 0.0012804 | 398 | 780
399 | 6.65 | 0 | 6.8528e-05 | 8.9614e-20 | 0 | 0.0034264 | 7.1445e-07 | 0 | 7.1445e-07 | 1.1908e-08 | 0.0059434 | 0.0059257 | 0.0059257 | 168 | 399 | 0 | 0.0012812 | 0.0012804 | 0.0012804 | 399 | 780
400 | 6.6667 | 0 | 6.8528e-05 | 7.9256e-20 | 0 | 0.0034264 | 6.3187e-07 | 0 | 6.3187e-07 | 1.0531e-08 | 0.0059434 | 0.0059258 | 0.0059258 | 168 | 400 | 0 | 0.0012812 | 0.0012804 | 0.0012804 | 400 | 780
401 | 6.6833 | 0 | 6.8528e-05 | 7.0095e-20 | 0 | 0.0034264 | 5.5883e-07 | 0 | 5.5883e-07 | 9.3139e-09 | 0.0059434 | 0.0059258 | 0.0059258 | 168 | 401 | 0 | 0.0012812 | 0.0012804 | 0.0012804 | 401 | 780
402 | 6.7 | 0 | 6.8528e-05 | 6.1993e-20 | 0 | 0.0034264 | 4.9424e-07 | 0 | 4.9424e-07 | 8.2373e-09 | 0.0059434 | 0.0059258 | 0.0059258 | 168 | 402 | 0 | 0.0012812 | 0.0012804 | 0.0012804 | 402 | 780
403 | 6.7167 | 0 | 6.8528e-05 | 5.4827e-20 | 0 | 0.0034264 | 4.3711e-07 | 0 | 4.3711e-07 | 7.2852e-09 | 0.0059434 | 0.0059258 | 0.0059258 | 168 | 403 | 0 | 0.0012812 | 0.0012804 | 0.0012804 | 403 | 780
404 | 6.7333 | 0 | 6.8528e-05 | 4.849e-20 | 0 | 0.0034264 | 3.8659e-07 | 0 | 3.8659e-07 | 6.4431e-09 | 0.0059434 | 0.0059258 | 0.0059258 | 168 | 404 | 0 | 0.0012812 | 0.0012804 | 0.0012804 | 404 | 780
405 | 6.75 | 0 | 6.8528e-05 | 4.2885e-20 | 0 | 0.0034264 | 3.419e-07 | 0 | 3.419e-07 | 5.6983e-09 | 0.0059434 | 0.0059258 | 0.0059258 | 168 | 405 | 0 | 0.0012812 | 0.0012804 | 0.0012804 | 405 | 780
406 | 6.7667 | 0 | 6.8528e-05 | 3.7928e-20 | 0 | 0.0034264 | 3.0238e-07 | 0 | 3.0238e-07 | 5.0397e-09 | 0.0059434 | 0.0059258 | 0.0059258 | 168 | 406 | 0 | 0.0012812 | 0.0012804 | 0.0012804 | 406 | 780
407 | 6.7833 | 0 | 6.8528e-05 | 3.3544e-20 | 0 | 0.0034264 | 2.6743e-07 | 0 | 2.6743e-07 | 4.4571e-09 | 0.0059434 | 0.0059258 | 0.0059258 | 168 | 407 | 0 | 0.0012812 | 0.0012804 | 0.0012804 | 407 | 780
408 | 6.8 | 0 | 6.8528e-05 | 2.9666e-20 | 0 | 0.0034264 | 2.3652e-07 | 0 | 2.3652e-07 | 3.9419e-09 | 0.0059434 | 0.0059258 | 0.0059258 | 168 | 408 | 0 | 0.0012812 | 0.0012804 | 0.0012804 | 408 | 780
409 | 6.8167 | 0 | 6.8528e-05 | 2.6237e-20 | 0 | 0.0034264 | 2.0918e-07 | 0 | 2.0918e-07 | 3.4863e-09 | 0.0059434 | 0.0059258 | 0.0059258 | 168 | 409 | 0 | 0.0012812 | 0.0012804 | 0.0012804 | 409 | 780
410 | 6.8333 | 0 | 6.8528e-05 | 2.3205e-20 | 0 | 0.0034264 | 1.85e-07 | 0 | 1.85e-07 | 3.0833e-09 | 0.0059434 | 0.0059258 | 0.0059258 | 168 | 410 | 0 | 0.0012812 | 0.0012804 | 0.0012804 | 410 | 780
411 | 6.85 | 0 | 6.8528e-05 | 2.0522e-20 | 0 | 0.0034264 | 1.6362e-07 | 0 | 1.6362e-07 | 2.7269e-09 | 0.0059434 | 0.0059258 | 0.0059258 | 168 | 411 | 0 | 0.0012812 | 0.0012804 | 0.0012804 | 411 | 780
412 | 6.8667 | 0 | 6.8528e-05 | 1.815e-20 | 0 | 0.0034264 | 1.447e-07 | 0 | 1.447e-07 | 2.4117e-09 | 0.0059434 | 0.0059258 | 0.0059258 | 168 | 412 | 0 | 0.0012812 | 0.0012804 | 0.0012804 | 412 | 780
413 | 6.8833 | 0 | 6.8528e-05 | 1.6052e-20 | 0 | 0.0034264 | 1.2798e-07 | 0 | 1.2798e-07 | 2.133e-09 | 0.0059434 | 0.0059258 | 0.0059258 | 168 | 413 | 0 | 0.0012812 | 0.0012804 | 0.0012804 | 413 | 780
414 | 6.9 | 0 | 6.8528e-05 | 1.4197e-20 | 0 | 0.0034264 | 1.1318e-07 | 0 | 1.1318e-07 | 1.8864e-09 | 0.0059434 | 0.0059258 | 0.0059258 | 168 | 414 | 0 | 0.0012812 | 0.0012804 | 0.0012804 | 414 | 780
415 | 6.9167 | 0 | 6.8528e-05 | 1.2556e-20 | 0 | 0.0034264 | 1.001e-07 | 0 | 1.001e-07 | 1.6684e-09 | 0.0059434 | 0.0059258 | 0.0059258 | 168 | 415 | 0 | 0.0012812 | 0.0012804 | 0.0012804 | 415 | 780
416 | 6.9333 | 0 | 6.8528e-05 | 1.1104e-20 | 0 | 0.0034264 | 8.8531e-08 | 0 | 8.8531e-08 | 1.4755e-09 | 0.0059434 | 0.0059258 | 0.0059258 | 168 | 416 | 0 | 0.0012812 | 0.0012804 | 0.0012804 | 416 | 780
417 | 6.95 | 0 | 6.8528e-05 | 9.8209e-21 | 0 | 0.0034264 | 7.8298e-08 | 0 | 7.8298e-08 | 1.305e-09 | 0.0059434 | 0.0059258 | 0.0059258 | 168 | 417 | 0 | 0.0012812 | 0.0012804 | 0.0012804 | 417 | 780
418 | 6.9667 | 0 | 6.8528e-05 | 8.6857e-21 | 0 | 0.0034264 | 6.9247e-08 | 0 | 6.9247e-08 | 1.1541e-09 | 0.0059434 | 0.0059258 | 0.0059258 | 168 | 418 | 0 | 0.0012812 | 0.0012804 | 0.0012804 | 418 | 780
419 | 6.9833 | 0 | 6.8528e-05 | 7.6818e-21 | 0 | 0.0034264 | 6.1243e-08 | 0 | 6.1243e-08 | 1.0207e-09 | 0.0059434 | 0.0059258 | 0.0059258 | 168 | 419 | 0 | 0.0012812 | 0.0012804 | 0.0012804 | 419 | 780
420 | 7 | 0 | 6.8528e-05 | 6.7938e-21 | 0 | 0.0034264 | 5.4164e-08 | 0 | 5.4164e-08 | 9.0274e-10 | 0.0059434 | 0.0059258 | 0.0059258 | 168 | 420 | 0 | 0.0012812 | 0.0012804 | 0.0012804 | 420 | 780
421 | 7.0167 | 0 | 6.8528e-05 | 6.0085e-21 | 0 | 0.0034264 | 4.7903e-08 | 0 | 4.7903e-08 | 7.9839e-10 | 0.0059434 | 0.0059258 | 0.0059258 | 168 | 421 | 0 | 0.0012812 | 0.0012804 | 0.0012804 | 421 | 780
422 | 7.0333 | 0 | 6.8528e-05 | 5.314e-21 | 0 | 0.0034264 | 4.2366e-08 | 0 | 4.2366e-08 | 7.061e-10 | 0.0059434 | 0.0059258 | 0.0059258 | 168 | 422 | 0 | 0.0012812 | 0.0012804 | 0.0012804 | 422 | 780
423 | 7.05 | 0 | 6.8528e-05 | 4.6998e-21 | 0 | 0.0034264 | 3.7469e-08 | 0 | 3.7469e-08 | 6.2449e-10 | 0.0059434 | 0.0059258 | 0.0059258 | 168 | 423 | 0 | 0.0012812 | 0.0012804 | 0.0012804 | 423 | 780
424 | 7.0667 | 0 | 6.8528e-05 | 4.1565e-21 | 0 | 0.0034264 | 3.3138e-08 | 0 | 3.3138e-08 | 5.523e-10 | 0.0059434 | 0.0059258 | 0.0059258 | 168 | 424 | 0 | 0.0012812 | 0.0012804 | 0.0012804 | 424 | 780
425 | 7.0833 | 0 | 6.8528e-05 | 3.6761e-21 | 0 | 0.0034264 | 2.9308e-08 | 0 | 2.9308e-08 | 4.8846e-10 | 0.0059434 | 0.0059258 | 0.0059258 | 168 | 425 | 0 | 0.0012812 | 0.0012804 | 0.0012804 | 425 | 780
426 | 7.1 | 0 | 6.8528e-05 | 3.2512e-21 | 0 | 0.0034264 | 2.592e-08 | 0 | 2.592e-08 | 4.32e-10 | 0.0059434 | 0.0059258 | 0.0059258 | 168 | 426 | 0 | 0.0012812 | 0.0012804 | 0.0012804 | 426 | 780
427 | 7.1167 | 0 | 6.8528e-05 | 2.8754e-21 | 0 | 0.0034264 | 2.2924e-08 | 0 | 2.2924e-08 | 3.8207e-10 | 0.0059434 | 0.0059258 | 0.0059258 | 168 | 427 | 0 | 0.0012812 | 0.0012804 | 0.0012804 | 427 | 780
428 | 7.1333 | 0 | 6.8528e-05 | 2.543e-21 | 0 | 0.0034264 | 2.0274e-08 | 0 | 2.0274e-08 | 3.379e-10 | 0.0059434 | 0.0059258 | 0.0059258 | 168 | 428 | 0 | 0.0012812 | 0.0012804 | 0.0012804 | 428 | 780
429 | 7.15 | 0 | 6.8528e-05 | 2.2491e-21 | 0 | 0.0034264 | 1.7931e-08 | 0 | 1.7931e-08 | 2.9885e-10 | 0.0059434 | 0.0059258 | 0.0059258 | 168 | 429 | 0 | 0.0012812 | 0.0012804 | 0.0012804 | 429 | 780
430 | 7.1667 | 0 | 6.8528e-05 | 1.9891e-21 | 0 | 0.0034264 | 1.5858e-08 | 0 | 1.5858e-08 | 2.643e-10 | 0.0059434 | 0.0059258 | 0.0059258 | 168 | 430 | 0 | 0.0012812 | 0.0012804 | 0.0012804 | 430 | 780
431 | 7.1833 | 0 | 6.8528e-05 | 1.7592e-21 | 0 | 0.0034264 | 1.4025e-08 | 0 | 1.4025e-08 | 2.3375e-10 | 0.0059434 | 0.0059258 | 0.0059258 | 168 | 431 | 0 | 0.0012812 | 0.0012804 | 0.0012804 | 431 | 780
432 | 7.2 | 0 | 6.8528e-05 | 1.5558e-21 | 0 | 0.0034264 | 1.2404e-08 | 0 | 1.2404e-08 | 2.0673e-10 | 0.0059434 | 0.0059258 | 0.0059258 | 168 | 432 | 0 | 0.0012812 | 0.0012804 | 0.0012804 | 432 | 780
433 | 7.2167 | 0 | 6.8528e-05 | 1.376e-21 | 0 | 0.0034264 | 1.097e-08 | 0 | 1.097e-08 | 1.8284e-10 | 0.0059434 | 0.0059258 | 0.0059258 | 168 | 433 | 0 | 0.0012812 | 0.0012804 | 0.0012804 | 433 | 780
434 | 7.2333 | 0 | 6.8528e-05 | 1.217e-21 | 0 | 0.0034264 | 9.7022e-09 | 0 | 9.7022e-09 | 1.617e-10 | 0.0059434 | 0.0059258 | 0.0059258 | 168 | 434 | 0 | 0.0012812 | 0.0012804 | 0.0012804 | 434 | 780
435 | 7.25 | 0 | 6.8528e-05 | 1.0763e-21 | 0 | 0.0034264 | 8.5807e-09 | 0 | 8.5807e-09 | 1.4301e-10 | 0.0059434 | 0.0059258 | 0.0059258 | 168 | 435 | 0 | 0.0012812 | 0.0012804 | 0.0012804 | 435 | 780
436 | 7.2667 | 0 | 6.8528e-05 | 9.5188e-22 | 0 | 0.0034264 | 7.5889e-09 | 0 | 7.5889e-09 | 1.2648e-10 | 0.0059434 | 0.0059258 | 0.0059258 | 168 | 436 | 0 | 0.0012812 | 0.0012804 | 0.0012804 | 436 | 780
437 | 7.2833 | 0 | 6.8528e-05 | 8.4185e-22 | 0 | 0.0034264 | 6.7117e-09 | 0 | 6.7117e-09 | 1.1186e-10 | 0.0059434 | 0.0059258 | 0.0059258 | 168 | 437 | 0 | 0.0012812 | 0.0012804 | 0.0012804 | 437 | 780
438 | 7.3 | 0 | 6.8528e-05 | 7.4454e-22 | 0 | 0.0034264 | 5.9359e-09 | 0 | 5.9359e-09 | 9.8932e-11 | 0.0059434 | 0.0059258 | 0.0059258 | 168 | 438 | 0 | 0.0012812 | 0.0012804 | 0.0012804 | 438 | 780
439 | 7.3167 | 0 | 6.8528e-05 | 6.5848e-22 | 0 | 0.0034264 | 5.2498e-09 | 0 | 5.2498e-09 | 8.7496e-11 | 0.0059434 | 0.0059258 | 0.0059258 | 168 | 439 | 0 | 0.0012812 | 0.0012804 | 0.0012804 | 439 | 780
440 | 7.3333 | 0 | 6.8528e-05 | 5.8237e-22 | 0 | 0.0034264 | 4.643e-09 | 0 | 4.643e-09 | 7.7383e-11 | 0.0059434 | 0.0059258 | 0.0059258 | 168 | 440 | 0 | 0.0012812 | 0.0012804 | 0.0012804 | 440 | 780
441 | 7.35 | 0 | 6.8528e-05 | 5.1505e-22 | 0 | 0.0034264 | 4.1063e-09 | 0 | 4.1063e-09 | 6.8438e-11 | 0.0059434 | 0.0059258 | 0.0059258 | 168 | 441 | 0 | 0.0012812 | 0.0012804 | 0.0012804 | 441 | 780
442 | 7.3667 | 0 | 6.8528e-05 | 4.5552e-22 | 0 | 0.0034264 | 3.6316e-09 | 0 | 3.6316e-09 | 6.0527e-11 | 0.0059434 | 0.0059258 | 0.0059258 | 168 | 442 | 0 | 0.0012812 | 0.0012804 | 0.0012804 | 442 | 780
443 | 7.3833 | 0 | 6.8528e-05 | 4.0287e-22 | 0 | 0.0034264 | 3.2119e-09 | 0 | 3.2119e-09 | 5.3531e-11 | 0.0059434 | 0.0059258 | 0.0059258 | 168 | 443 | 0 | 0.0012812 | 0.0012804 | 0.0012804 | 443 | 780
444 | 7.4 | 0 | 6.8528e-05 | 3.563e-22 | 0 | 0.0034264 | 2.8406e-09 | 0 | 2.8406e-09 | 4.7344e-11 | 0.0059434 | 0.0059258 | 0.0059258 | 168 | 444 | 0 | 0.0012812 | 0.0012804 | 0.0012804 | 444 | 780
445 | 7.4167 | 0 | 6.8528e-05 | 3.1512e-22 | 0 | 0.0034264 | 2.5123e-09 | 0 | 2.5123e-09 | 4.1871e-11 | 0.0059434 | 0.0059258 | 0.0059258 | 168 | 445 | 0 | 0.0012812 | 0.0012804 | 0.0012804 | 445 | 780
446 | 7.4333 | 0 | 6.8528e-05 | 2.7869e-22 | 0 | 0.0034264 | 2.2219e-09 | 0 | 2.2219e-09 | 3.7031e-11 | 0.0059434 | 0.0059258 | 0.0059258 | 168 | 446 | 0 | 0.0012812 | 0.0012804 | 0.0012804 | 446 | 780
447 | 7.45 | 0 | 6.8528e-05 | 2.4648e-22 | 0 | 0.0034264 | 1.9651e-09 | 0 | 1.9651e-09 | 3.2751e-11 | 0.0059434 | 0.0059258 | 0.0059258 | 168 | 447 | 0 | 0.0012812 | 0.0012804 | 0.0012804 | 447 | 780
448 | 7.4667 | 0 | 6.8528e-05 | 2.1799e-22 | 0 | 0.0034264 | 1.7379e-09 | 0 | 1.7379e-09 | 2.8965e-11 | 0.0059434 | 0.0059258 | 0.0059258 | 168 | 448 | 0 | 0.0012812 | 0.0012804 | 0.0012804 | 448 | 780
449 | 7.4833 | 0 | 6.8528e-05 | 1.9279e-22 | 0 | 0.0034264 | 1.537e-09 | 0 | 1.537e-09 | 2.5617e-11 | 0.0059434 | 0.0059258 | 0.0059258 | 168 | 449 | 0 | 0.0012812 | 0.0012804 | 0.0012804 | 449 | 780
450 | 7.5 | 0 | 6.8528e-05 | 1.7051e-22 | 0 | 0.0034264 | 1.3594e-09 | 0 | 1.3594e-09 | 2.2656e-11 | 0.0059434 | 0.0059258 | 0.0059258 | 168 | 450 | 0 | 0.0012812 | 0.0012804 | 0.0012804 | 450 | 780
451 | 7.5167 | 0 | 6.8528e-05 | 1.508e-22 | 0 | 0.0034264 | 1.2022e-09 | 0 | 1.2022e-09 | 2.0037e-11 | 0.0059434 | 0.0059258 | 0.0059258 | 168 | 451 | 0 | 0.0012812 | 0.0012804 | 0.0012804 | 451 | 780
452 | 7.5333 | 0 | 6.8528e-05 | 1.3337e-22 | 0 | 0.0034264 | 1.0633e-09 | 0 | 1.0633e-09 | 1.7721e-11 | 0.0059434 | 0.0059258 | 0.0059258 | 168 | 452 | 0 | 0.0012812 | 0.0012804 | 0.0012804 | 452 | 780
453 | 7.55 | 0 | 6.8528e-05 | 1.1795e-22 | 0 | 0.0034264 | 9.4037e-10 | 0 | 9.4037e-10 | 1.5673e-11 | 0.0059434 | 0.0059258 | 0.0059258 | 168 | 453 | 0 | 0.0012812 | 0.0012804 | 0.0012804 | 453 | 780
454 | 7.5667 | 0 | 6.8528e-05 | 1.0432e-22 | 0 | 0.0034264 | 8.3167e-10 | 0 | 8.3167e-10 | 1.3861e-11 | 0.0059434 | 0.0059258 | 0.0059258 | 168 | 454 | 0 | 0.0012812 | 0.0012804 | 0.0012804 | 454 | 780
455 | 7.5833 | 0 | 6.8528e-05 | 9.226e-23 | 0 | 0.0034264 | 7.3554e-10 | 0 | 7.3554e-10 | 1.2259e-11 | 0.0059434 | 0.0059258 | 0.0059258 | 168 | 455 | 0 | 0.0012812 | 0.0012804 | 0.0012804 | 455 | 780
456 | 7.6 | 0 | 6.8528e-05 | 8.1595e-23 | 0 | 0.0034264 | 6.5052e-10 | 0 | 6.5052e-10 | 1.0842e-11 | 0.0059434 | 0.0059258 | 0.0059258 | 168 | 456 | 0 | 0.0012812 | 0.0012804 | 0.0012804 | 456 | 780
457 | 7.6167 | 0 | 6.8528e-05 | 7.2164e-23 | 0 | 0.0034264 | 5.7533e-10 | 0 | 5.7533e-10 | 9.5888e-12 | 0.0059434 | 0.0059258 | 0.0059258 | 168 | 457 | 0 | 0.0012812 | 0.0012804 | 0.0012804 | 457 | 780
458 | 7.6333 | 0 | 6.8528e-05 | 6.3822e-23 | 0 | 0.0034264 | 5.0883e-10 | 0 | 5.0883e-10 | 8.4804e-12 | 0.0059434 | 0.0059258 | 0.0059258 | 168 | 458 | 0 | 0.0012812 | 0.0012804 | 0.0012804 | 458 | 780
459 | 7.65 | 0 | 6.8528e-05 | 5.6445e-23 | 0 | 0.0034264 | 4.5001e-10 | 0 | 4.5001e-10 | 7.5002e-12 | 0.0059434 | 0.0059258 | 0.0059258 | 168 | 459 | 0 | 0.0012812 | 0.0012804 | 0.0012804 | 459 | 780
460 | 7.6667 | 0 | 6.8528e-05 | 4.9921e-23 | 0 | 0.0034264 | 3.98e-10 | 0 | 3.98e-10 | 6.6333e-12 | 0.0059434 | 0.0059258 | 0.0059258 | 168 | 460 | 0 | 0.0012812 | 0.0012804 | 0.0012804 | 460 | 780
461 | 7.6833 | 0 | 6.8528e-05 | 4.4151e-23 | 0 | 0.0034264 | 3.5199e-10 | 0 | 3.5199e-10 | 5.8665e-12 | 0.0059434 | 0.0059258 | 0.0059258 | 168 | 461 | 0 | 0.0012812 | 0.0012804 | 0.0012804 | 461 | 780
462 | 7.7 | 0 | 6.8528e-05 | 3.9047e-23 | 0 | 0.0034264 | 3.1131e-10 | 0 | 3.1131e-10 | 5.1884e-12 | 0.0059434 | 0.0059258 | 0.0059258 | 168 | 462 | 0 | 0.0012812 | 0.0012804 | 0.0012804 | 462 | 780
463 | 7.7167 | 0 | 6.8528e-05 | 3.4534e-23 | 0 | 0.0034264 | 2.7532e-10 | 0 | 2.7532e-10 | 4.5887e-12 | 0.0059434 | 0.0059258 | 0.0059258 | 168 | 463 | 0 | 0.0012812 | 0.0012804 | 0.0012804 | 463 | 780
464 | 7.7333 | 0 | 6.8528e-05 | 3.0542e-23 | 0 | 0.0034264 | 2.435e-10 | 0 | 2.435e-10 | 4.0583e-12 | 0.0059434 | 0.0059258 | 0.0059258 | 168 | 464 | 0 | 0.0012812 | 0.0012804 | 0.0012804 | 464 | 780
465 | 7.75 | 0 | 6.8528e-05 | 2.7012e-23 | 0 | 0.0034264 | 2.1535e-10 | 0 | 2.1535e-10 | 3.5892e-12 | 0.0059434 | 0.0059258 | 0.0059258 | 168 | 465 | 0 | 0.0012812 | 0.0012804 | 0.0012804 | 465 | 780
466 | 7.7667 | 0 | 6.8528e-05 | 2.3889e-23 | 0 | 0.0034264 | 1.9046e-10 | 0 | 1.9046e-10 | 3.1743e-12 | 0.0059434 | 0.0059258 | 0.0059258 | 168 | 466 | 0 | 0.0012812 | 0.0012804 | 0.0012804 | 466 | 780
467 | 7.7833 | 0 | 6.8528e-05 | 2.1128e-23 | 0 | 0.0034264 | 1.6844e-10 | 0 | 1.6844e-10 | 2.8074e-12 | 0.0059434 | 0.0059258 | 0.0059258 | 168 | 467 | 0 | 0.0012812 | 0.0012804 | 0.0012804 | 467 | 780
468 | 7.8 | 0 | 6.8528e-05 | 1.8686e-23 | 0 | 0.0034264 | 1.4897e-10 | 0 | 1.4897e-10 | 2.4829e-12 | 0.0059434 | 0.0059258 | 0.0059258 | 168 | 468 | 0 | 0.0012812 | 0.0012804 | 0.0012804 | 468 | 780
469 | 7.8167 | 0 | 6.8528e-05 | 1.6526e-23 | 0 | 0.0034264 | 1.3175e-10 | 0 | 1.3175e-10 | 2.1959e-12 | 0.0059434 | 0.0059258 | 0.0059258 | 168 | 469 | 0 | 0.0012812 | 0.0012804 | 0.0012804 | 469 | 780
470 | 7.8333 | 0 | 6.8528e-05 | 1.4616e-23 | 0 | 0.0034264 | 1.1653e-10 | 0 | 1.1653e-10 | 1.9421e-12 | 0.0059434 | 0.0059258 | 0.0059258 | 168 | 470 | 0 | 0.0012812 | 0.0012804 | 0.0012804 | 470 | 780
471 | 7.85 | 0 | 6.8528e-05 | 1.2926e-23 | 0 | 0.0034264 | 1.0306e-10 | 0 | 1.0306e-10 | 1.7176e-12 | 0.0059434 | 0.0059258 | 0.0059258 | 168 | 471 | 0 | 0.0012812 | 0.0012804 | 0.0012804 | 471 | 780
472 | 7.8667 | 0 | 6.8528e-05 | 1.1432e-23 | 0 | 0.0034264 | 9.1144e-11 | 0 | 9.1144e-11 | 1.5191e-12 | 0.0059434 | 0.0059258 | 0.0059258 | 168 | 472 | 0 | 0.0012812 | 0.0012804 | 0.0012804 | 472 | 780
473 | 7.8833 | 0 | 6.8528e-05 | 1.0111e-23 | 0 | 0.0034264 | 8.0609e-11 | 0 | 8.0609e-11 | 1.3435e-12 | 0.0059434 | 0.0059258 | 0.0059258 | 168 | 473 | 0 | 0.0012812 | 0.0012804 | 0.0012804 | 473 | 780
474 | 7.9 | 0 | 6.8528e-05 | 8.9421e-24 | 0 | 0.0034264 | 7.1291e-11 | 0 | 7.1291e-11 | 1.1882e-12 | 0.0059434 | 0.0059258 | 0.0059258 | 168 | 474 | 0 | 0.0012812 | 0.0012804 | 0.0012804 | 474 | 780
475 | 7.9167 | 0 | 6.8528e-05 | 7.9085e-24 | 0 | 0.0034264 | 6.3051e-11 | 0 | 6.3051e-11 | 1.0508e-12 | 0.0059434 | 0.0059258 | 0.0059258 | 168 | 475 | 0 | 0.0012812 | 0.0012804 | 0.0012804 | 475 | 780
476 | 7.9333 | 0 | 6.8528e-05 | 6.9944e-24 | 0 | 0.0034264 | 5.5763e-11 | 0 | 5.5763e-11 | 9.2938e-13 | 0.0059434 | 0.0059258 | 0.0059258 | 168 | 476 | 0 | 0.0012812 | 0.0012804 | 0.0012804 | 476 | 780
477 | 7.95 | 0 | 6.8528e-05 | 6.1859e-24 | 0 | 0.0034264 | 4.9317e-11 | 0 | 4.9317e-11 | 8.2195e-13 | 0.0059434 | 0.0059258 | 0.0059258 | 168 | 477 | 0 | 0.0012812 | 0.0012804 | 0.0012804 | 477 | 780
478 | 7.9667 | 0 | 6.8528e-05 | 5.4709e-24 | 0 | 0.0034264 | 4.3617e-11 | 0 | 4.3617e-11 | 7.2695e-13 | 0.0059434 | 0.0059258 | 0.0059258 | 168 | 478 | 0 | 0.0012812 | 0.0012804 | 0.0012804 | 478 | 780
479 | 7.9833 | 0 | 6.8528e-05 | 4.8385e-24 | 0 | 0.0034264 | 3.8575e-11 | 0 | 3.8575e-11 | 6.4292e-13 | 0.0059434 | 0.0059258 | 0.0059258 | 168 | 479 | 0 | 0.0012812 | 0.0012804 | 0.0012804 | 479 | 780
480 | 8 | 0 | 6.8528e-05 | 4.2792e-24 | 0 | 0.0034264 | 3.4116e-11 | 0 | 3.4116e-11 | 5.686e-13 | 0.0059434 | 0.0059258 | 0.0059258 | 168 | 480 | 0 | 0.0012812 | 0.0012804 | 0.0012804 | 480 | 780