## Intro
Introduction and Instructions
Input Facility Name, Type
Model Description
Measured variables: lighting panel total electricity usage per hour
General annual equation: Total lighting energy = lighting panel average electricity per week (kWh) * 52
Model Instructions
The yellow cells are the input cells.
Data should only be input in the Raw Data Input tab (step 1)
Calculations are shown in Avg Energy Calcs
Helpful links
to logger tools
to documentation

## Step 1.2 Fixture Inventory
Lamp Wattage (W) | Lamp Quantity | Ballast Wattage (W) | Ballast Quantity |  | Total Lighting System Anticipated Load (kW)
60 | 1000 |  |  | 60 | 60 | If lighting panel is mixed, input lamp and ballast wattage and quantity
|  |  |  | 0 |  | If ballast wattage is unknown leave ballast wattage and quantity blank, only input lamp wattage and quantity
0
|  |  |  | 0 |  | The Total Anticipated Load will sum the wattage and quantity of up to 100 fixtures
0
0
0
0
0
0
0
0
0
0
0
0
0
0
0
0
0
0
0
0
0
0
0
0
0
0
0
0
0
0
0
0
0
0
0
0
0
0
0
0
0
0
0
0
0
0
0
0
0
0
0
0
0
0
0
0
0
0
0
0
0
0
0
0
0
0
0
0
0
0
0
0
0
0
0
0
0
0
0
0
0
0
0
0
0
0
0
0
0
0
0
0
0
0
0

## Step 2. Avg Energy Calcs
Date | Time | Hour of Day | Day of Week | Energy (kWh) | Day of Week | Hour | Average Hourly Energy (kWh) | % of Total Facility Load being Measured per hour | Approximate Maximum Average Energy | Approximate Minimum Average Energy | % of Panelboard Lights on per hour
2017-10-24 | 15:00 | 15 | 3 | 25.22 | 1 | 0 | 7.5721 | 12.62% | 19.8638 | 6.1607 | 18.93%
2017-10-24 | 16:00 | 16 | 3 | 22.07 | 1 | 1 | 7.782 | 12.97% |  |  | 19.45%
2017-10-24 | 17:00 | 17 | 3 | 16.85 | 1 | 2 | 10.2829 | 17.14% |  |  | 25.71%
2017-10-24 | 18:00 | 18 | 3 | 15.69 | 1 | 3 | 11.4264 | 19.04% |  |  | 28.57%
2017-10-24 | 19:00 | 19 | 3 | 13.63 | 1 | 4 | 13.1664 | 21.94% |  |  | 32.92%
2017-10-24 | 20:00 | 20 | 3 | 14.17 | 1 | 5 | 13.0414 | 21.74% |  |  | 32.6%
2017-10-24 | 21:00 | 21 | 3 | 15.34 | 1 | 6 | 12.5571 | 20.93% |  |  | 31.39%
2017-10-24 | 22:00 | 22 | 3 | 15.17 | 1 | 7 | 12.3221 | 20.54% |  |  | 30.81%
2017-10-24 | 23:00 | 23 | 3 | 14.09 | 1 | 8 | 12.075 | 20.12% |  |  | 30.19%
2017-10-25 | 0:00 | 0 | 4 | 13.25 | 1 | 9 | 12.4629 | 20.77% |  |  | 31.16%
2017-10-25 | 1:00 | 1 | 4 | 14.99 | 1 | 10 | 9.5521 | 15.92% |  |  | 23.88%
2017-10-25 | 2:00 | 2 | 4 | 15.18 | 1 | 11 | 7.9836 | 13.31% |  |  | 19.96%
2017-10-25 | 3:00 | 3 | 4 | 14.9 | 1 | 12 | 7.7543 | 12.92% |  |  | 19.39%
2017-10-25 | 4:00 | 4 | 4 | 14.82 | 1 | 13 | 7.7093 | 12.85% |  |  | 19.27%
2017-10-25 | 5:00 | 5 | 4 | 14.24 | 1 | 14 | 7.5193 | 12.53% |  |  | 18.8%
2017-10-25 | 6:00 | 6 | 4 | 13.91 | 1 | 15 | 7.1714 | 11.95% |  |  | 17.93%
2017-10-25 | 7:00 | 7 | 4 | 15.75 | 1 | 16 | 7.7814 | 12.97% |  |  | 19.45%
2017-10-25 | 8:00 | 8 | 4 | 28.63 | 1 | 17 | 7.1279 | 11.88% |  |  | 17.82%
2017-10-25 | 9:00 | 9 | 4 | 30.01 | 1 | 18 | 8.5029 | 14.17% |  |  | 21.26%
2017-10-25 | 10:00 | 10 | 4 | 31.01 | 1 | 19 | 7.365 | 12.27% |  |  | 18.41%
2017-10-25 | 11:00 | 11 | 4 | 30.2 | 1 | 20 | 7.4407 | 12.4% |  |  | 18.6%
2017-10-25 | 12:00 | 12 | 4 | 33.02 | 1 | 21 | 7.9236 | 13.21% |  |  | 19.81%
2017-10-25 | 13:00 | 13 | 4 | 29.45 | 1 | 22 | 7.7021 | 12.84% |  |  | 19.26%
2017-10-25 | 14:00 | 14 | 4 | 29.48 | 1 | 23 | 7.3079 | 12.18% |  |  | 18.27%
2017-10-25 | 15:00 | 15 | 4 | 22.93 | 2 | 0 | 7.6921 | 12.82% |  |  | 19.23%
2017-10-25 | 16:00 | 16 | 4 | 22.71 | 2 | 1 | 8.3879 | 13.98% |  |  | 20.97%
2017-10-25 | 17:00 | 17 | 4 | 21.36 | 2 | 2 | 9.8979 | 16.5% |  |  | 24.74%
2017-10-25 | 18:00 | 18 | 4 | 15.22 | 2 | 3 | 10.6379 | 17.73% |  |  | 26.59%
2017-10-25 | 19:00 | 19 | 4 | 14.46 | 2 | 4 | 10.8993 | 18.17% |  |  | 27.25%
2017-10-25 | 20:00 | 20 | 4 | 15.57 | 2 | 5 | 11.57 | 19.28% |  |  | 28.93%
2017-10-25 | 21:00 | 21 | 4 | 15.81 | 2 | 6 | 11.1579 | 18.6% |  |  | 27.89%
2017-10-25 | 22:00 | 22 | 4 | 14.23 | 2 | 7 | 12.0843 | 20.14% |  |  | 30.21%
2017-10-25 | 23:00 | 23 | 4 | 18.21 | 2 | 8 | 15.6 | 26% |  |  | 39%
2017-10-26 | 0:00 | 0 | 5 | 13.74 | 2 | 9 | 15.8236 | 26.37% |  |  | 39.56%
2017-10-26 | 1:00 | 1 | 5 | 12.51 | 2 | 10 | 14.8421 | 24.74% |  |  | 37.11%
2017-10-26 | 2:00 | 2 | 5 | 13.54 | 2 | 11 | 13.3843 | 22.31% |  |  | 33.46%
2017-10-26 | 3:00 | 3 | 5 | 14.96 | 2 | 12 | 12.5671 | 20.95% |  |  | 31.42%
2017-10-26 | 4:00 | 4 | 5 | 17.97 | 2 | 13 | 13.56 | 22.6% |  |  | 33.9%
2017-10-26 | 5:00 | 5 | 5 | 12.64 | 2 | 14 | 14.865 | 24.78% |  |  | 37.16%
2017-10-26 | 6:00 | 6 | 5 | 14.17 | 2 | 15 | 12.5029 | 20.84% |  |  | 31.26%
2017-10-26 | 7:00 | 7 | 5 | 16.85 | 2 | 16 | 8.12 | 13.53% |  |  | 20.3%
2017-10-26 | 8:00 | 8 | 5 | 27.71 | 2 | 17 | 7.5957 | 12.66% |  |  | 18.99%
2017-10-26 | 9:00 | 9 | 5 | 27.07 | 2 | 18 | 7.1864 | 11.98% |  |  | 17.97%
2017-10-26 | 10:00 | 10 | 5 | 29.31 | 2 | 19 | 7.5957 | 12.66% |  |  | 18.99%
2017-10-26 | 11:00 | 11 | 5 | 29.12 | 2 | 20 | 6.9557 | 11.59% |  |  | 17.39%
2017-10-26 | 12:00 | 12 | 5 | 27.2 | 2 | 21 | 7.3221 | 12.2% |  |  | 18.31%
2017-10-26 | 13:00 | 13 | 5 | 25.95 | 2 | 22 | 6.5121 | 10.85% |  |  | 16.28%
2017-10-26 | 14:00 | 14 | 5 | 28.78 | 2 | 23 | 6.33 | 10.55% |  |  | 15.82%
2017-10-26 | 15:00 | 15 | 5 | 22.08 | 3 | 0 | 6.725 | 11.21% |  |  | 16.81%
2017-10-26 | 16:00 | 16 | 5 | 20.73 | 3 | 1 | 6.1607 | 10.27% |  |  | 15.4%
2017-10-26 | 17:00 | 17 | 5 | 14.8 | 3 | 2 | 6.5221 | 10.87% |  |  | 16.31%
2017-10-26 | 18:00 | 18 | 5 | 13.14 | 3 | 3 | 6.5743 | 10.96% |  |  | 16.44%
2017-10-26 | 19:00 | 19 | 5 | 12.94 | 3 | 4 | 6.3193 | 10.53% |  |  | 15.8%
2017-10-26 | 20:00 | 20 | 5 | 15.47 | 3 | 5 | 6.8393 | 11.4% |  |  | 17.1%
2017-10-26 | 21:00 | 21 | 5 | 16.3 | 3 | 6 | 6.605 | 11.01% |  |  | 16.51%
2017-10-26 | 22:00 | 22 | 5 | 18.83 | 3 | 7 | 7.6979 | 12.83% |  |  | 19.24%
2017-10-26 | 23:00 | 23 | 5 | 15.36 | 3 | 8 | 10.575 | 17.62% |  |  | 26.44%
2017-10-27 | 0:00 | 0 | 6 | 15.29 | 3 | 9 | 10.985 | 18.31% |  |  | 27.46%
2017-10-27 | 1:00 | 1 | 6 | 13.43 | 3 | 10 | 11.4957 | 19.16% |  |  | 28.74%
2017-10-27 | 2:00 | 2 | 6 | 15.6 | 3 | 11 | 10.1346 | 16.89% |  |  | 25.34%
2017-10-27 | 3:00 | 3 | 6 | 15.12 | 3 | 12 | 10.1858 | 16.98% |  |  | 25.46%
2017-10-27 | 4:00 | 4 | 6 | 15.14 | 3 | 13 | 9.9425 | 16.57% |  |  | 24.86%
2017-10-27 | 5:00 | 5 | 6 | 12.96 | 3 | 14 | 10.755 | 17.93% |  |  | 26.89%
2017-10-27 | 6:00 | 6 | 6 | 15.31 | 3 | 15 | 11.2362 | 18.73% |  |  | 28.09%
2017-10-27 | 7:00 | 7 | 6 | 16.53 | 3 | 16 | 9.2938 | 15.49% |  |  | 23.23%
2017-10-27 | 8:00 | 8 | 6 | 28.81 | 3 | 17 | 9.1846 | 15.31% |  |  | 22.96%
2017-10-27 | 9:00 | 9 | 6 | 29.59 | 3 | 18 | 8.5277 | 14.21% |  |  | 21.32%
2017-10-27 | 10:00 | 10 | 6 | 30.02 | 3 | 19 | 8.3546 | 13.92% |  |  | 20.89%
2017-10-27 | 11:00 | 11 | 6 | 31.58 | 3 | 20 | 7.4592 | 12.43% |  |  | 18.65%
2017-10-27 | 12:00 | 12 | 6 | 31.57 | 3 | 21 | 7.6954 | 12.83% |  |  | 19.24%
2017-10-27 | 13:00 | 13 | 6 | 27.22 | 3 | 22 | 7.4977 | 12.5% |  |  | 18.74%
2017-10-27 | 14:00 | 14 | 6 | 28.47 | 3 | 23 | 7.58 | 12.63% |  |  | 18.95%
2017-10-27 | 15:00 | 15 | 6 | 27.74 | 4 | 0 | 7.6908 | 12.82% |  |  | 19.23%
2017-10-27 | 16:00 | 16 | 6 | 14.62 | 4 | 1 | 7.4115 | 12.35% |  |  | 18.53%
2017-10-27 | 17:00 | 17 | 6 | 11.34 | 4 | 2 | 8.2438 | 13.74% |  |  | 20.61%
2017-10-27 | 18:00 | 18 | 6 | 9.56 | 4 | 3 | 7.1992 | 12% |  |  | 18%
2017-10-27 | 19:00 | 19 | 6 | 11.24 | 4 | 4 | 8.2908 | 13.82% |  |  | 20.73%
2017-10-27 | 20:00 | 20 | 6 | 9.16 | 4 | 5 | 8.1408 | 13.57% |  |  | 20.35%
2017-10-27 | 21:00 | 21 | 6 | 9.81 | 4 | 6 | 8.2846 | 13.81% |  |  | 20.71%
2017-10-27 | 22:00 | 22 | 6 | 9.84 | 4 | 7 | 8.8969 | 14.83% |  |  | 22.24%
2017-10-27 | 23:00 | 23 | 6 | 10.14 | 4 | 8 | 12.6108 | 21.02% |  |  | 31.53%
2017-10-28 | 0:00 | 0 | 7 | 10.4 | 4 | 9 | 13.77 | 22.95% |  |  | 34.42%
2017-10-28 | 1:00 | 1 | 7 | 8.71 | 4 | 10 | 12.7746 | 21.29% |  |  | 31.94%
2017-10-28 | 2:00 | 2 | 7 | 10.57 | 4 | 11 | 13.4946 | 22.49% |  |  | 33.74%
2017-10-28 | 3:00 | 3 | 7 | 9.55 | 4 | 12 | 13.9615 | 23.27% |  |  | 34.9%
2017-10-28 | 4:00 | 4 | 7 | 9.7 | 4 | 13 | 15.4723 | 25.79% |  |  | 38.68%
2017-10-28 | 5:00 | 5 | 7 | 10.33 | 4 | 14 | 14.2169 | 23.69% |  |  | 35.54%
2017-10-28 | 6:00 | 6 | 7 | 9.02 | 4 | 15 | 14.1223 | 23.54% |  |  | 35.31%
2017-10-28 | 7:00 | 7 | 7 | 7.67 | 4 | 16 | 10.8838 | 18.14% |  |  | 27.21%
2017-10-28 | 8:00 | 8 | 7 | 9.72 | 4 | 17 | 9.5931 | 15.99% |  |  | 23.98%
2017-10-28 | 9:00 | 9 | 7 | 9.88 | 4 | 18 | 7.8746 | 13.12% |  |  | 19.69%
2017-10-28 | 10:00 | 10 | 7 | 10.13 | 4 | 19 | 8.0346 | 13.39% |  |  | 20.09%
2017-10-28 | 11:00 | 11 | 7 | 9.18 | 4 | 20 | 8.3046 | 13.84% |  |  | 20.76%
2017-10-28 | 12:00 | 12 | 7 | 8.46 | 4 | 21 | 7.7946 | 12.99% |  |  | 19.49%
2017-10-28 | 13:00 | 13 | 7 | 7.59 | 4 | 22 | 7.7292 | 12.88% |  |  | 19.32%
2017-10-28 | 14:00 | 14 | 7 | 8.72 | 4 | 23 | 8.0762 | 13.46% |  |  | 20.19%
2017-10-28 | 15:00 | 15 | 7 | 8.45 | 5 | 0 | 7.7162 | 12.86% |  |  | 19.29%
2017-10-28 | 16:00 | 16 | 7 | 9.99 | 5 | 1 | 7.9108 | 13.18% |  |  | 19.78%
2017-10-28 | 17:00 | 17 | 7 | 10.19 | 5 | 2 | 10.5515 | 17.59% |  |  | 26.38%
2017-10-28 | 18:00 | 18 | 7 | 9.86 | 5 | 3 | 13.8338 | 23.06% |  |  | 34.58%
2017-10-28 | 19:00 | 19 | 7 | 10.34 | 5 | 4 | 14.3438 | 23.91% |  |  | 35.86%
2017-10-28 | 20:00 | 20 | 7 | 9.9 | 5 | 5 | 14.1754 | 23.63% |  |  | 35.44%
2017-10-28 | 21:00 | 21 | 7 | 10.07 | 5 | 6 | 13.9423 | 23.24% |  |  | 34.86%
2017-10-28 | 22:00 | 22 | 7 | 10.18 | 5 | 7 | 14.8608 | 24.77% |  |  | 37.15%
2017-10-28 | 23:00 | 23 | 7 | 10.02 | 5 | 8 | 18.0531 | 30.09% |  |  | 45.13%
2017-10-29 | 0:00 | 0 | 1 | 10.61 | 5 | 9 | 19.8638 | 33.11% |  |  | 49.66%
2017-10-29 | 1:00 | 1 | 1 | 9.45 | 5 | 10 | 16.5792 | 27.63% |  |  | 41.45%
2017-10-29 | 2:00 | 2 | 1 | 9.99 | 5 | 11 | 14.0308 | 23.38% |  |  | 35.08%
2017-10-29 | 3:00 | 3 | 1 | 9.67 | 5 | 12 | 13.4277 | 22.38% |  |  | 33.57%
2017-10-29 | 4:00 | 4 | 1 | 9.25 | 5 | 13 | 13.18 | 21.97% |  |  | 32.95%
2017-10-29 | 5:00 | 5 | 1 | 9.96 | 5 | 14 | 14.51 | 24.18% |  |  | 36.27%
2017-10-29 | 6:00 | 6 | 1 | 8.87 | 5 | 15 | 12.2338 | 20.39% |  |  | 30.58%
2017-10-29 | 7:00 | 7 | 1 | 9.92 | 5 | 16 | 9.8838 | 16.47% |  |  | 24.71%
2017-10-29 | 8:00 | 8 | 1 | 10.09 | 5 | 17 | 7.7062 | 12.84% |  |  | 19.27%
2017-10-29 | 9:00 | 9 | 1 | 10.04 | 5 | 18 | 7.0738 | 11.79% |  |  | 17.68%
2017-10-29 | 10:00 | 10 | 1 | 9.7 | 5 | 19 | 7.3769 | 12.29% |  |  | 18.44%
2017-10-29 | 11:00 | 11 | 1 | 9.93 | 5 | 20 | 7.5223 | 12.54% |  |  | 18.81%
2017-10-29 | 12:00 | 12 | 1 | 9.82 | 5 | 21 | 7.9715 | 13.29% |  |  | 19.93%
2017-10-29 | 13:00 | 13 | 1 | 9.62 | 5 | 22 | 7.77 | 12.95% |  |  | 19.43%
2017-10-29 | 14:00 | 14 | 1 | 9.83 | 5 | 23 | 7.4946 | 12.49% |  |  | 18.74%
2017-10-29 | 15:00 | 15 | 1 | 9.87 | 6 | 0 | 7.5546 | 12.59% |  |  | 18.89%
2017-10-29 | 16:00 | 16 | 1 | 9.58 | 6 | 1 | 7.5877 | 12.65% |  |  | 18.97%
2017-10-29 | 17:00 | 17 | 1 | 10.19 | 6 | 2 | 10.3546 | 17.26% |  |  | 25.89%
2017-10-29 | 18:00 | 18 | 1 | 9.76 | 6 | 3 | 12.3985 | 20.66% |  |  | 31%
2017-10-29 | 19:00 | 19 | 1 | 9.72 | 6 | 4 | 12.9023 | 21.5% |  |  | 32.26%
2017-10-29 | 20:00 | 20 | 1 | 10.04 | 6 | 5 | 13.1146 | 21.86% |  |  | 32.79%
2017-10-29 | 21:00 | 21 | 1 | 9.59 | 6 | 6 | 9.82 | 16.37% |  |  | 24.55%
2017-10-29 | 22:00 | 22 | 1 | 10.09 | 6 | 7 | 10.9623 | 18.27% |  |  | 27.41%
2017-10-29 | 23:00 | 23 | 1 | 9.9 | 6 | 8 | 13.7185 | 22.86% |  |  | 34.3%
2017-10-30 | 0:00 | 0 | 2 | 9.75 | 6 | 9 | 14.5979 | 24.33% |  |  | 36.49%
2017-10-30 | 1:00 | 1 | 2 | 9.75 | 6 | 10 | 13.8471 | 23.08% |  |  | 34.62%
2017-10-30 | 2:00 | 2 | 2 | 9.73 | 6 | 11 | 11.285 | 18.81% |  |  | 28.21%
2017-10-30 | 3:00 | 3 | 2 | 9.81 | 6 | 12 | 11.8021 | 19.67% |  |  | 29.51%
2017-10-30 | 4:00 | 4 | 2 | 9.61 | 6 | 13 | 13.6814 | 22.8% |  |  | 34.2%
2017-10-30 | 5:00 | 5 | 2 | 9.89 | 6 | 14 | 11.4907 | 19.15% |  |  | 28.73%
2017-10-30 | 6:00 | 6 | 2 | 8.23 | 6 | 15 | 11.205 | 18.68% |  |  | 28.01%
2017-10-30 | 7:00 | 7 | 2 | 15.64 | 6 | 16 | 8.3636 | 13.94% |  |  | 20.91%
2017-10-30 | 8:00 | 8 | 2 | 30.72 | 6 | 17 | 7.6693 | 12.78% |  |  | 19.17%
2017-10-30 | 9:00 | 9 | 2 | 33.31 | 6 | 18 | 7.3336 | 12.22% |  |  | 18.33%
2017-10-30 | 10:00 | 10 | 2 | 32.3 | 6 | 19 | 7.3671 | 12.28% |  |  | 18.42%
2017-10-30 | 11:00 | 11 | 2 | 32.8 | 6 | 20 | 7.22 | 12.03% |  |  | 18.05%
2017-10-30 | 12:00 | 12 | 2 | 35.13 | 6 | 21 | 6.9671 | 11.61% |  |  | 17.42%
2017-10-30 | 13:00 | 13 | 2 | 33.55 | 6 | 22 | 7.305 | 12.17% |  |  | 18.26%
2017-10-30 | 14:00 | 14 | 2 | 31.78 | 6 | 23 | 7.8443 | 13.07% |  |  | 19.61%
2017-10-30 | 15:00 | 15 | 2 | 29.91 | 7 | 0 | 7.7971 | 13% |  |  | 19.49%
2017-10-30 | 16:00 | 16 | 2 | 15.49 | 7 | 1 | 8.4307 | 14.05% |  |  | 21.08%
2017-10-30 | 17:00 | 17 | 2 | 14.25 | 7 | 2 | 10.1393 | 16.9% |  |  | 25.35%
2017-10-30 | 18:00 | 18 | 2 | 14.84 | 7 | 3 | 12.7407 | 21.23% |  |  | 31.85%
2017-10-30 | 19:00 | 19 | 2 | 13.28 | 7 | 4 | 12.8136 | 21.36% |  |  | 32.03%
2017-10-30 | 20:00 | 20 | 2 | 12.91 | 7 | 5 | 13.0414 | 21.74% |  |  | 32.6%
2017-10-30 | 21:00 | 21 | 2 | 13.47 | 7 | 6 | 12.9436 | 21.57% |  |  | 32.36%
2017-10-30 | 22:00 | 22 | 2 | 12.71 | 7 | 7 | 12.2393 | 20.4% |  |  | 30.6%
2017-10-30 | 23:00 | 23 | 2 | 11.7 | 7 | 8 | 12.3014 | 20.5% |  |  | 30.75%
2017-10-31 | 0:00 | 0 | 3 | 11.8 | 7 | 9 | 11.7307 | 19.55% |  |  | 29.33%
2017-10-31 | 1:00 | 1 | 3 | 13.01 | 7 | 10 | 11.0621 | 18.44% |  |  | 27.66%
2017-10-31 | 2:00 | 2 | 3 | 12.87 | 7 | 11 | 9.3715 | 15.62% |  |  | 23.43%
2017-10-31 | 3:00 | 3 | 3 | 12.86 | 7 | 12 | 7.3707 | 12.28% |  |  | 18.43%
2017-10-31 | 4:00 | 4 | 3 | 10.26 | 7 | 13 | 7.6121 | 12.69% |  |  | 19.03%
2017-10-31 | 5:00 | 5 | 3 | 10.91 | 7 | 14 | 7.3507 | 12.25% |  |  | 18.38%
2017-10-31 | 6:00 | 6 | 3 | 12.77 | 7 | 15 | 7.0879 | 11.81% |  |  | 17.72%
2017-10-31 | 7:00 | 7 | 3 | 17.95 | 7 | 16 | 7.5814 | 12.64% |  |  | 18.95%
2017-10-31 | 8:00 | 8 | 3 | 26.53 | 7 | 17 | 7.2057 | 12.01% |  |  | 18.01%
2017-10-31 | 9:00 | 9 | 3 | 26.76 | 7 | 18 | 6.9571 | 11.6% |  |  | 17.39%
2017-10-31 | 10:00 | 10 | 3 | 28.69 | 7 | 19 | 6.8757 | 11.46% |  |  | 17.19%
2017-10-31 | 11:00 | 11 | 3 | 29.95 | 7 | 20 | 6.825 | 11.38% |  |  | 17.06%
2017-10-31 | 12:00 | 12 | 3 | 29.57 | 7 | 21 | 6.8407 | 11.4% |  |  | 17.1%
2017-10-31 | 13:00 | 13 | 3 | 29.63 | 7 | 22 | 7.4014 | 12.34% |  |  | 18.5%
2017-10-31 | 14:00 | 14 | 3 | 31.84 | 7 | 23 | 6.9379 | 11.56% |  |  | 17.34%
2017-10-31 | 15:00 | 15 | 3 | 27.38
2017-10-31 | 16:00 | 16 | 3 | 14.22
2017-10-31 | 17:00 | 17 | 3 | 14.66
2017-10-31 | 18:00 | 18 | 3 | 15.49
2017-10-31 | 19:00 | 19 | 3 | 19.8
2017-10-31 | 20:00 | 20 | 3 | 14.15
2017-10-31 | 21:00 | 21 | 3 | 12.17
2017-10-31 | 22:00 | 22 | 3 | 13.62
2017-10-31 | 23:00 | 23 | 3 | 12.82
2017-11-01 | 0:00 | 0 | 4 | 14.67
2017-11-01 | 1:00 | 1 | 4 | 11.27
2017-11-01 | 2:00 | 2 | 4 | 15.38
2017-11-01 | 3:00 | 3 | 4 | 10.91
2017-11-01 | 4:00 | 4 | 4 | 14.49
2017-11-01 | 5:00 | 5 | 4 | 13.66
2017-11-01 | 6:00 | 6 | 4 | 13.68
2017-11-01 | 7:00 | 7 | 4 | 18.37
2017-11-01 | 8:00 | 8 | 4 | 28.43
2017-11-01 | 9:00 | 9 | 4 | 35.06
2017-11-01 | 10:00 | 10 | 4 | 31.64
2017-11-01 | 11:00 | 11 | 4 | 34.72
2017-11-01 | 12:00 | 12 | 4 | 34.54
2017-11-01 | 13:00 | 13 | 4 | 33.65
2017-11-01 | 14:00 | 14 | 4 | 30.46
2017-11-01 | 15:00 | 15 | 4 | 29.9
2017-11-01 | 16:00 | 16 | 4 | 15.55
2017-11-01 | 17:00 | 17 | 4 | 15.27
2017-11-01 | 18:00 | 18 | 4 | 14.43
2017-11-01 | 19:00 | 19 | 4 | 14.12
2017-11-01 | 20:00 | 20 | 4 | 13.51
2017-11-01 | 21:00 | 21 | 4 | 10.91
2017-11-01 | 22:00 | 22 | 4 | 13.16
2017-11-01 | 23:00 | 23 | 4 | 13.14
2017-11-02 | 0:00 | 0 | 5 | 11.22
2017-11-02 | 1:00 | 1 | 5 | 10.73
2017-11-02 | 2:00 | 2 | 5 | 11.2
2017-11-02 | 3:00 | 3 | 5 | 11.46
2017-11-02 | 4:00 | 4 | 5 | 13.05
2017-11-02 | 5:00 | 5 | 5 | 13.2
2017-11-02 | 6:00 | 6 | 5 | 13.21
2017-11-02 | 7:00 | 7 | 5 | 17.8
2017-11-02 | 8:00 | 8 | 5 | 27.49
2017-11-02 | 9:00 | 9 | 5 | 31.22
2017-11-02 | 10:00 | 10 | 5 | 30.82
2017-11-02 | 11:00 | 11 | 5 | 30.15
2017-11-02 | 12:00 | 12 | 5 | 30.18
2017-11-02 | 13:00 | 13 | 5 | 30.06
2017-11-02 | 14:00 | 14 | 5 | 30.01
2017-11-02 | 15:00 | 15 | 5 | 34.57
2017-11-02 | 16:00 | 16 | 5 | 16.86
2017-11-02 | 17:00 | 17 | 5 | 14.31
2017-11-02 | 18:00 | 18 | 5 | 13.58
2017-11-02 | 19:00 | 19 | 5 | 13.09
2017-11-02 | 20:00 | 20 | 5 | 12.5
2017-11-02 | 21:00 | 21 | 5 | 13.17
2017-11-02 | 22:00 | 22 | 5 | 12.36
2017-11-02 | 23:00 | 23 | 5 | 11.46
2017-11-03 | 0:00 | 0 | 6 | 16.42
2017-11-03 | 1:00 | 1 | 6 | 15.81
2017-11-03 | 2:00 | 2 | 6 | 16.32
2017-11-03 | 3:00 | 3 | 6 | 15.72
2017-11-03 | 4:00 | 4 | 6 | 14.37
2017-11-03 | 5:00 | 5 | 6 | 16.1
2017-11-03 | 6:00 | 6 | 6 | 15.96
2017-11-03 | 7:00 | 7 | 6 | 20.85
2017-11-03 | 8:00 | 8 | 6 | 27.2
2017-11-03 | 9:00 | 9 | 6 | 27.04
2017-11-03 | 10:00 | 10 | 6 | 29.63
2017-11-03 | 11:00 | 11 | 6 | 29.54
2017-11-03 | 12:00 | 12 | 6 | 29.89
2017-11-03 | 13:00 | 13 | 6 | 27.2
2017-11-03 | 14:00 | 14 | 6 | 29.86
2017-11-03 | 15:00 | 15 | 6 | 26.6
2017-11-03 | 16:00 | 16 | 6 | 13.39
2017-11-03 | 17:00 | 17 | 6 | 14.13
2017-11-03 | 18:00 | 18 | 6 | 13.23
2017-11-03 | 19:00 | 19 | 6 | 12.37
2017-11-03 | 20:00 | 20 | 6 | 11.27
2017-11-03 | 21:00 | 21 | 6 | 11.72
2017-11-03 | 22:00 | 22 | 6 | 13.21
2017-11-03 | 23:00 | 23 | 6 | 17.42
2017-11-04 | 0:00 | 0 | 7 | 14.81
2017-11-04 | 1:00 | 1 | 7 | 13.52
2017-11-04 | 2:00 | 2 | 7 | 11.82
2017-11-04 | 3:00 | 3 | 7 | 13.38
2017-11-04 | 4:00 | 4 | 7 | 13.54
2017-11-04 | 5:00 | 5 | 7 | 13.34
2017-11-04 | 6:00 | 6 | 7 | 10.79
2017-11-04 | 7:00 | 7 | 7 | 11.2
2017-11-04 | 8:00 | 8 | 7 | 10.81
2017-11-04 | 9:00 | 9 | 7 | 11.18
2017-11-04 | 10:00 | 10 | 7 | 13.12
2017-11-04 | 11:00 | 11 | 7 | 13.55
2017-11-04 | 12:00 | 12 | 7 | 8.96
2017-11-04 | 13:00 | 13 | 7 | 10.39
2017-11-04 | 14:00 | 14 | 7 | 10.31
2017-11-04 | 15:00 | 15 | 7 | 8.2
2017-11-04 | 16:00 | 16 | 7 | 10.11
2017-11-04 | 17:00 | 17 | 7 | 10.6
2017-11-04 | 18:00 | 18 | 7 | 10.52
2017-11-04 | 19:00 | 19 | 7 | 10.76
2017-11-04 | 20:00 | 20 | 7 | 9.57
2017-11-04 | 21:00 | 21 | 7 | 9.13
2017-11-04 | 22:00 | 22 | 7 | 8.61
2017-11-04 | 23:00 | 23 | 7 | 9.31
2017-11-05 | 0:00 | 0 | 1 | 10.27
2017-11-05 | 1:00 | 1 | 1 | 10.92
2017-11-05 | 1:00 | 1 | 1 | 11.34
2017-11-05 | 2:00 | 2 | 1 | 11.01
2017-11-05 | 3:00 | 3 | 1 | 9.25
2017-11-05 | 4:00 | 4 | 1 | 10.54
2017-11-05 | 5:00 | 5 | 1 | 10.97
2017-11-05 | 6:00 | 6 | 1 | 11.25
2017-11-05 | 7:00 | 7 | 1 | 10.71
2017-11-05 | 8:00 | 8 | 1 | 11.03
2017-11-05 | 9:00 | 9 | 1 | 10.7
2017-11-05 | 10:00 | 10 | 1 | 13.69
2017-11-05 | 11:00 | 11 | 1 | 10.24
2017-11-05 | 12:00 | 12 | 1 | 10.39
2017-11-05 | 13:00 | 13 | 1 | 9.91
2017-11-05 | 14:00 | 14 | 1 | 8.23
2017-11-05 | 15:00 | 15 | 1 | 9.25
2017-11-05 | 16:00 | 16 | 1 | 10.62
2017-11-05 | 17:00 | 17 | 1 | 10.29
2017-11-05 | 18:00 | 18 | 1 | 13
2017-11-05 | 19:00 | 19 | 1 | 14.27
2017-11-05 | 20:00 | 20 | 1 | 13.11
2017-11-05 | 21:00 | 21 | 1 | 14.49
2017-11-05 | 22:00 | 22 | 1 | 13.86
2017-11-05 | 23:00 | 23 | 1 | 12.63
2017-11-06 | 0:00 | 0 | 2 | 14.1
2017-11-06 | 1:00 | 1 | 2 | 14.93
2017-11-06 | 2:00 | 2 | 2 | 13.84
2017-11-06 | 3:00 | 3 | 2 | 12.54
2017-11-06 | 4:00 | 4 | 2 | 14.87
2017-11-06 | 5:00 | 5 | 2 | 12.78
2017-11-06 | 6:00 | 6 | 2 | 13.01
2017-11-06 | 7:00 | 7 | 2 | 16.32
2017-11-06 | 8:00 | 8 | 2 | 28.18
2017-11-06 | 9:00 | 9 | 2 | 28.39
2017-11-06 | 10:00 | 10 | 2 | 32.82
2017-11-06 | 11:00 | 11 | 2 | 33.94
2017-11-06 | 12:00 | 12 | 2 | 28.38
2017-11-06 | 13:00 | 13 | 2 | 28.14
2017-11-06 | 14:00 | 14 | 2 | 28.25
2017-11-06 | 15:00 | 15 | 2 | 20.67
2017-11-06 | 16:00 | 16 | 2 | 17.32
2017-11-06 | 17:00 | 17 | 2 | 10.95
2017-11-06 | 18:00 | 18 | 2 | 9.16
2017-11-06 | 19:00 | 19 | 2 | 11.04
2017-11-06 | 20:00 | 20 | 2 | 10.3
2017-11-06 | 21:00 | 21 | 2 | 13.71
2017-11-06 | 22:00 | 22 | 2 | 9.73
2017-11-06 | 23:00 | 23 | 2 | 8.26
2017-11-07 | 0:00 | 0 | 3 | 13.3
2017-11-07 | 1:00 | 1 | 3 | 8.15
2017-11-07 | 2:00 | 2 | 3 | 10.31
2017-11-07 | 3:00 | 3 | 3 | 10.78
2017-11-07 | 4:00 | 4 | 3 | 10.54
2017-11-07 | 5:00 | 5 | 3 | 10.89
2017-11-07 | 6:00 | 6 | 3 | 10.54
2017-11-07 | 7:00 | 7 | 3 | 12.72
2017-11-07 | 8:00 | 8 | 3 | 17.17
2017-11-07 | 9:00 | 9 | 3 | 14.91
2017-11-07 | 10:00 | 10 | 3 | 16.28
2017-11-07 | 11:00 | 11 | 3 | 16.48
2017-11-07 | 12:00 | 12 | 3 | 16.3
2017-11-07 | 13:00 | 13 | 3 | 14.79
2017-11-07 | 14:00 | 14 | 3 | 16.15
2017-11-07 | 15:00 | 15 | 3 | 15
2017-11-07 | 16:00 | 16 | 3 | 15.61
2017-11-07 | 17:00 | 17 | 3 | 15.74
2017-11-07 | 18:00 | 18 | 3 | 15.24
2017-11-07 | 19:00 | 19 | 3 | 13.92
2017-11-07 | 20:00 | 20 | 3 | 14.34
2017-11-07 | 21:00 | 21 | 3 | 13.43
2017-11-07 | 22:00 | 22 | 3 | 13.64
2017-11-07 | 23:00 | 23 | 3 | 14.92
2017-11-08 | 0:00 | 0 | 4 | 15.4
2017-11-08 | 1:00 | 1 | 4 | 13.4
2017-11-08 | 2:00 | 2 | 4 | 15.33
2017-11-08 | 3:00 | 3 | 4 | 14.22
2017-11-08 | 4:00 | 4 | 4 | 13.59
2017-11-08 | 5:00 | 5 | 4 | 15.08
2017-11-08 | 6:00 | 6 | 4 | 18.52
2017-11-08 | 7:00 | 7 | 4 | 16.03
2017-11-08 | 8:00 | 8 | 4 | 28.75
2017-11-08 | 9:00 | 9 | 4 | 30.76
2017-11-08 | 10:00 | 10 | 4 | 30.83
2017-11-08 | 11:00 | 11 | 4 | 31.66
2017-11-08 | 12:00 | 12 | 4 | 30.44
2017-11-08 | 13:00 | 13 | 4 | 31.15
2017-11-08 | 14:00 | 14 | 4 | 31.6
2017-11-08 | 15:00 | 15 | 4 | 29.48
2017-11-08 | 16:00 | 16 | 4 | 21.44
2017-11-08 | 17:00 | 17 | 4 | 14.78
2017-11-08 | 18:00 | 18 | 4 | 12.8
2017-11-08 | 19:00 | 19 | 4 | 16.37
2017-11-08 | 20:00 | 20 | 4 | 14.46
2017-11-08 | 21:00 | 21 | 4 | 14.13
2017-11-08 | 22:00 | 22 | 4 | 12.81
2017-11-08 | 23:00 | 23 | 4 | 13.24
2017-11-09 | 0:00 | 0 | 5 | 13.06
2017-11-09 | 1:00 | 1 | 5 | 12.62
2017-11-09 | 2:00 | 2 | 5 | 13.68
2017-11-09 | 3:00 | 3 | 5 | 13.2
2017-11-09 | 4:00 | 4 | 5 | 14.25
2017-11-09 | 5:00 | 5 | 5 | 13.41
2017-11-09 | 6:00 | 6 | 5 | 13.94
2017-11-09 | 7:00 | 7 | 5 | 19.4
2017-11-09 | 8:00 | 8 | 5 | 29.41
2017-11-09 | 9:00 | 9 | 5 | 37.03
2017-11-09 | 10:00 | 10 | 5 | 32.08
2017-11-09 | 11:00 | 11 | 5 | 30.23
2017-11-09 | 12:00 | 12 | 5 | 31.59
2017-11-09 | 13:00 | 13 | 5 | 30.22
2017-11-09 | 14:00 | 14 | 5 | 29.29
2017-11-09 | 15:00 | 15 | 5 | 24.19
2017-11-09 | 16:00 | 16 | 5 | 17.17
2017-11-09 | 17:00 | 17 | 5 | 14.7
2017-11-09 | 18:00 | 18 | 5 | 14.16
2017-11-09 | 19:00 | 19 | 5 | 13.98
2017-11-09 | 20:00 | 20 | 5 | 12.16
2017-11-09 | 21:00 | 21 | 5 | 14.33
2017-11-09 | 22:00 | 22 | 5 | 11.45
2017-11-09 | 23:00 | 23 | 5 | 14.07
2017-11-10 | 0:00 | 0 | 6 | 11.3
2017-11-10 | 1:00 | 1 | 6 | 11.02
2017-11-10 | 2:00 | 2 | 6 | 16.26
2017-11-10 | 3:00 | 3 | 6 | 16.85
2017-11-10 | 4:00 | 4 | 6 | 11.11
2017-11-10 | 5:00 | 5 | 6 | 12.49
2017-11-10 | 6:00 | 6 | 6 | 13.3
2017-11-10 | 7:00 | 7 | 6 | 13.15
2017-11-10 | 8:00 | 8 | 6 | 13.25
2017-11-10 | 9:00 | 9 | 6 | 11.85
2017-11-10 | 10:00 | 10 | 6 | 18.2
2017-11-10 | 11:00 | 11 | 6 | 12.1
2017-11-10 | 12:00 | 12 | 6 | 16.87
2017-11-10 | 13:00 | 13 | 6 | 11.85
2017-11-10 | 14:00 | 14 | 6 | 13.74
2017-11-10 | 15:00 | 15 | 6 | 23.33
2017-11-10 | 16:00 | 16 | 6 | 17
2017-11-10 | 17:00 | 17 | 6 | 19.42
2017-11-10 | 18:00 | 18 | 6 | 13.78
2017-11-10 | 19:00 | 19 | 6 | 17.14
2017-11-10 | 20:00 | 20 | 6 | 16.29
2017-11-10 | 21:00 | 21 | 6 | 16.35
2017-11-10 | 22:00 | 22 | 6 | 16.39
2017-11-10 | 23:00 | 23 | 6 | 14.62
2017-11-11 | 0:00 | 0 | 7 | 17.44
2017-11-11 | 1:00 | 1 | 7 | 16.34
2017-11-11 | 2:00 | 2 | 7 | 16.31
2017-11-11 | 3:00 | 3 | 7 | 17.18
2017-11-11 | 4:00 | 4 | 7 | 15.99
2017-11-11 | 5:00 | 5 | 7 | 20.25
2017-11-11 | 6:00 | 6 | 7 | 16.45
2017-11-11 | 7:00 | 7 | 7 | 16.12
2017-11-11 | 8:00 | 8 | 7 | 16.55
2017-11-11 | 9:00 | 9 | 7 | 14.22
2017-11-11 | 10:00 | 10 | 7 | 20.91
2017-11-11 | 11:00 | 11 | 7 | 15.66
2017-11-11 | 12:00 | 12 | 7 | 16.27
2017-11-11 | 13:00 | 13 | 7 | 16.05
2017-11-11 | 14:00 | 14 | 7 | 14.35
2017-11-11 | 15:00 | 15 | 7 | 19.43
2017-11-11 | 16:00 | 16 | 7 | 15.93
2017-11-11 | 17:00 | 17 | 7 | 14.6
2017-11-11 | 18:00 | 18 | 7 | 19.8
2017-11-11 | 19:00 | 19 | 7 | 15.38
2017-11-11 | 20:00 | 20 | 7 | 16.16
2017-11-11 | 21:00 | 21 | 7 | 15.11
2017-11-11 | 22:00 | 22 | 7 | 20.12
2017-11-11 | 23:00 | 23 | 7 | 16.14
2017-11-12 | 0:00 | 0 | 1 | 20.45
2017-11-12 | 1:00 | 1 | 1 | 15.44
2017-11-12 | 2:00 | 2 | 1 | 19.11
2017-11-12 | 3:00 | 3 | 1 | 15.51
2017-11-12 | 4:00 | 4 | 1 | 15.54
2017-11-12 | 5:00 | 5 | 1 | 15.7
2017-11-12 | 6:00 | 6 | 1 | 15.43
2017-11-12 | 7:00 | 7 | 1 | 20.75
2017-11-12 | 8:00 | 8 | 1 | 13.18
2017-11-12 | 9:00 | 9 | 1 | 18.61
2017-11-12 | 10:00 | 10 | 1 | 13.09
2017-11-12 | 11:00 | 11 | 1 | 18.55
2017-11-12 | 12:00 | 12 | 1 | 15.59
2017-11-12 | 13:00 | 13 | 1 | 15.59
2017-11-12 | 14:00 | 14 | 1 | 18.3
2017-11-12 | 15:00 | 15 | 1 | 13.11
2017-11-12 | 16:00 | 16 | 1 | 17.87
2017-11-12 | 17:00 | 17 | 1 | 15.59
2017-11-12 | 18:00 | 18 | 1 | 20.83
2017-11-12 | 19:00 | 19 | 1 | 15.66
2017-11-12 | 20:00 | 20 | 1 | 14.98
2017-11-12 | 21:00 | 21 | 1 | 15.46
2017-11-12 | 22:00 | 22 | 1 | 15.69
2017-11-12 | 23:00 | 23 | 1 | 15.8
2017-11-13 | 0:00 | 0 | 2 | 14.5
2017-11-13 | 1:00 | 1 | 2 | 14.95
2017-11-13 | 2:00 | 2 | 2 | 15.82
2017-11-13 | 3:00 | 3 | 2 | 15.84
2017-11-13 | 4:00 | 4 | 2 | 15.6
2017-11-13 | 5:00 | 5 | 2 | 19.51
2017-11-13 | 6:00 | 6 | 2 | 18.28
2017-11-13 | 7:00 | 7 | 2 | 17.02
2017-11-13 | 8:00 | 8 | 2 | 30.29
2017-11-13 | 9:00 | 9 | 2 | 32.94
2017-11-13 | 10:00 | 10 | 2 | 31.67
2017-11-13 | 11:00 | 11 | 2 | 30.28
2017-11-13 | 12:00 | 12 | 2 | 28.88
2017-11-13 | 13:00 | 13 | 2 | 29.98
2017-11-13 | 14:00 | 14 | 2 | 34.67
2017-11-13 | 15:00 | 15 | 2 | 28.62
2017-11-13 | 16:00 | 16 | 2 | 18.66
2017-11-13 | 17:00 | 17 | 2 | 14.29
2017-11-13 | 18:00 | 18 | 2 | 13.48
2017-11-13 | 19:00 | 19 | 2 | 18.9
2017-11-13 | 20:00 | 20 | 2 | 10.91
2017-11-13 | 21:00 | 21 | 2 | 10.46
2017-11-13 | 22:00 | 22 | 2 | 9.55
2017-11-13 | 23:00 | 23 | 2 | 8.32
2017-11-14 | 0:00 | 0 | 3 | 9.09
2017-11-14 | 1:00 | 1 | 3 | 9.8
2017-11-14 | 2:00 | 2 | 3 | 9.91
2017-11-14 | 3:00 | 3 | 3 | 9.91
2017-11-14 | 4:00 | 4 | 3 | 9.08
2017-11-14 | 5:00 | 5 | 3 | 7.62
2017-11-14 | 6:00 | 6 | 3 | 9.9
2017-11-14 | 7:00 | 7 | 3 | 17.94
2017-11-14 | 8:00 | 8 | 3 | 29.85
2017-11-14 | 9:00 | 9 | 3 | 35.69
2017-11-14 | 10:00 | 10 | 3 | 32.59
2017-11-14 | 11:00 | 11 | 3 | 32.95
2017-11-14 | 12:00 | 12 | 3 | 33.24
2017-11-14 | 13:00 | 13 | 3 | 32.35
2017-11-14 | 14:00 | 14 | 3 | 28.05
2017-11-14 | 15:00 | 15 | 3 | 25.85
2017-11-14 | 16:00 | 16 | 3 | 11.41
2017-11-14 | 17:00 | 17 | 3 | 10.97
2017-11-14 | 18:00 | 18 | 3 | 15.58
2017-11-14 | 19:00 | 19 | 3 | 9.52
2017-11-14 | 20:00 | 20 | 3 | 9.39
2017-11-14 | 21:00 | 21 | 3 | 9.1
2017-11-14 | 22:00 | 22 | 3 | 10.36
2017-11-14 | 23:00 | 23 | 3 | 10.23
2017-11-15 | 0:00 | 0 | 4 | 10.19
2017-11-15 | 1:00 | 1 | 4 | 9.9
2017-11-15 | 2:00 | 2 | 4 | 9.06
2017-11-15 | 3:00 | 3 | 4 | 9.13
2017-11-15 | 4:00 | 4 | 4 | 12.69
2017-11-15 | 5:00 | 5 | 4 | 12.62
2017-11-15 | 6:00 | 6 | 4 | 12.55
2017-11-15 | 7:00 | 7 | 4 | 19.47
2017-11-15 | 8:00 | 8 | 4 | 35.21
2017-11-15 | 9:00 | 9 | 4 | 35.5
2017-11-15 | 10:00 | 10 | 4 | 31.72
2017-11-15 | 11:00 | 11 | 4 | 32.06
2017-11-15 | 12:00 | 12 | 4 | 31.78
2017-11-15 | 13:00 | 13 | 4 | 31.82
2017-11-15 | 14:00 | 14 | 4 | 32.84
2017-11-15 | 15:00 | 15 | 4 | 31.49
2017-11-15 | 16:00 | 16 | 4 | 13.79
2017-11-15 | 17:00 | 17 | 4 | 16.54
2017-11-15 | 18:00 | 18 | 4 | 12.19
2017-11-15 | 19:00 | 19 | 4 | 12.83
2017-11-15 | 20:00 | 20 | 4 | 10.49
2017-11-15 | 21:00 | 21 | 4 | 12.26
2017-11-15 | 22:00 | 22 | 4 | 12.2
2017-11-15 | 23:00 | 23 | 4 | 9.65
2017-11-16 | 0:00 | 0 | 5 | 11.85
2017-11-16 | 1:00 | 1 | 5 | 11.98
2017-11-16 | 2:00 | 2 | 5 | 12.42
2017-11-16 | 3:00 | 3 | 5 | 10.5
2017-11-16 | 4:00 | 4 | 5 | 9.94
2017-11-16 | 5:00 | 5 | 5 | 12.29
2017-11-16 | 6:00 | 6 | 5 | 11.85
2017-11-16 | 7:00 | 7 | 5 | 18.35
2017-11-16 | 8:00 | 8 | 5 | 26.17
2017-11-16 | 9:00 | 9 | 5 | 32.76
2017-11-16 | 10:00 | 10 | 5 | 34.86
2017-11-16 | 11:00 | 11 | 5 | 38.55
2017-11-16 | 12:00 | 12 | 5 | 31.74
2017-11-16 | 13:00 | 13 | 5 | 34.81
2017-11-16 | 14:00 | 14 | 5 | 35.15
2017-11-16 | 15:00 | 15 | 5 | 21.28
2017-11-16 | 16:00 | 16 | 5 | 15.42
2017-11-16 | 17:00 | 17 | 5 | 13.53
2017-11-16 | 18:00 | 18 | 5 | 11.65
2017-11-16 | 19:00 | 19 | 5 | 10.57
2017-11-16 | 20:00 | 20 | 5 | 16.48
2017-11-16 | 21:00 | 21 | 5 | 16.39
2017-11-16 | 22:00 | 22 | 5 | 16.58
2017-11-16 | 23:00 | 23 | 5 | 15.85
2017-11-17 | 0:00 | 0 | 6 | 11.38
2017-11-17 | 1:00 | 1 | 6 | 11.79
2017-11-17 | 2:00 | 2 | 6 | 11.92
2017-11-17 | 3:00 | 3 | 6 | 10.44
2017-11-17 | 4:00 | 4 | 6 | 12.57
2017-11-17 | 5:00 | 5 | 6 | 16.56
2017-11-17 | 6:00 | 6 | 6 | 11.93
2017-11-17 | 7:00 | 7 | 6 | 20.58
2017-11-17 | 8:00 | 8 | 6 | 30.02
2017-11-17 | 9:00 | 9 | 6 | 30.22
2017-11-17 | 10:00 | 10 | 6 | 30.11
2017-11-17 | 11:00 | 11 | 6 | 34.03
2017-11-17 | 12:00 | 12 | 6 | 32.12
2017-11-17 | 13:00 | 13 | 6 | 28.23
2017-11-17 | 14:00 | 14 | 6 | 29.08
2017-11-17 | 15:00 | 15 | 6 | 26.95
2017-11-17 | 16:00 | 16 | 6 | 15.96
2017-11-17 | 17:00 | 17 | 6 | 10.46
2017-11-17 | 18:00 | 18 | 6 | 11.85
2017-11-17 | 19:00 | 19 | 6 | 9.4
2017-11-17 | 20:00 | 20 | 6 | 7.74
2017-11-17 | 21:00 | 21 | 6 | 8.33
2017-11-17 | 22:00 | 22 | 6 | 8.93
2017-11-17 | 23:00 | 23 | 6 | 9.87
2017-11-18 | 0:00 | 0 | 7 | 9.86
2017-11-18 | 1:00 | 1 | 7 | 13.1
2017-11-18 | 2:00 | 2 | 7 | 9.43
2017-11-18 | 3:00 | 3 | 7 | 8.1
2017-11-18 | 4:00 | 4 | 7 | 9.97
2017-11-18 | 5:00 | 5 | 7 | 10.06
2017-11-18 | 6:00 | 6 | 7 | 9.78
2017-11-18 | 7:00 | 7 | 7 | 9.96
2017-11-18 | 8:00 | 8 | 7 | 10.18
2017-11-18 | 9:00 | 9 | 7 | 10.68
2017-11-18 | 10:00 | 10 | 7 | 10.2
2017-11-18 | 11:00 | 11 | 7 | 10.16
2017-11-18 | 12:00 | 12 | 7 | 7.67
2017-11-18 | 13:00 | 13 | 7 | 10.32
2017-11-18 | 14:00 | 14 | 7 | 10.43
2017-11-18 | 15:00 | 15 | 7 | 10.26
2017-11-18 | 16:00 | 16 | 7 | 15.41
2017-11-18 | 17:00 | 17 | 7 | 7.84
2017-11-18 | 18:00 | 18 | 7 | 8.47
2017-11-18 | 19:00 | 19 | 7 | 10.41
2017-11-18 | 20:00 | 20 | 7 | 9.67
2017-11-18 | 21:00 | 21 | 7 | 7.57
2017-11-18 | 22:00 | 22 | 7 | 9.02
2017-11-18 | 23:00 | 23 | 7 | 10.38
2017-11-19 | 0:00 | 0 | 1 | 10.58
2017-11-19 | 1:00 | 1 | 1 | 7.8
2017-11-19 | 2:00 | 2 | 1 | 9.9
2017-11-19 | 3:00 | 3 | 1 | 10.27
2017-11-19 | 4:00 | 4 | 1 | 10.14
2017-11-19 | 5:00 | 5 | 1 | 10.51
2017-11-19 | 6:00 | 6 | 1 | 9.8
2017-11-19 | 7:00 | 7 | 1 | 10.27
2017-11-19 | 8:00 | 8 | 1 | 9.87
2017-11-19 | 9:00 | 9 | 1 | 12.79
2017-11-19 | 10:00 | 10 | 1 | 13.15
2017-11-19 | 11:00 | 11 | 1 | 10.06
2017-11-19 | 12:00 | 12 | 1 | 9.85
2017-11-19 | 13:00 | 13 | 1 | 12.84
2017-11-19 | 14:00 | 14 | 1 | 8.98
2017-11-19 | 15:00 | 15 | 1 | 8.64
2017-11-19 | 16:00 | 16 | 1 | 7.83
2017-11-19 | 17:00 | 17 | 1 | 7.61
2017-11-19 | 18:00 | 18 | 1 | 12.73
2017-11-19 | 19:00 | 19 | 1 | 10.25
2017-11-19 | 20:00 | 20 | 1 | 10.13
2017-11-19 | 21:00 | 21 | 1 | 11.21
2017-11-19 | 22:00 | 22 | 1 | 10.24
2017-11-19 | 23:00 | 23 | 1 | 9.03
2017-11-20 | 0:00 | 0 | 2 | 7.87
2017-11-20 | 1:00 | 1 | 2 | 14.03
2017-11-20 | 2:00 | 2 | 2 | 8.29
2017-11-20 | 3:00 | 3 | 2 | 9.74
2017-11-20 | 4:00 | 4 | 2 | 9.88
2017-11-20 | 5:00 | 5 | 2 | 9.56
2017-11-20 | 6:00 | 6 | 2 | 7.52
2017-11-20 | 7:00 | 7 | 2 | 14.24
2017-11-20 | 8:00 | 8 | 2 | 29.57
2017-11-20 | 9:00 | 9 | 2 | 29.14
2017-11-20 | 10:00 | 10 | 2 | 31.25
2017-11-20 | 11:00 | 11 | 2 | 31.12
2017-11-20 | 12:00 | 12 | 2 | 28.92
2017-11-20 | 13:00 | 13 | 2 | 27.96
2017-11-20 | 14:00 | 14 | 2 | 33.45
2017-11-20 | 15:00 | 15 | 2 | 22.65
2017-11-20 | 16:00 | 16 | 2 | 17.61
2017-11-20 | 17:00 | 17 | 2 | 13.85
2017-11-20 | 18:00 | 18 | 2 | 13.17
2017-11-20 | 19:00 | 19 | 2 | 13.33
2017-11-20 | 20:00 | 20 | 2 | 11.04
2017-11-20 | 21:00 | 21 | 2 | 15.91
2017-11-20 | 22:00 | 22 | 2 | 10.21
2017-11-20 | 23:00 | 23 | 2 | 10.54
2017-11-21 | 0:00 | 0 | 3 | 9.48
2017-11-21 | 1:00 | 1 | 3 | 9.94
2017-11-21 | 2:00 | 2 | 3 | 9.97
2017-11-21 | 3:00 | 3 | 3 | 10.42
2017-11-21 | 4:00 | 4 | 3 | 9.76
2017-11-21 | 5:00 | 5 | 3 | 12.13
2017-11-21 | 6:00 | 6 | 3 | 7.82
2017-11-21 | 7:00 | 7 | 3 | 16.92
2017-11-21 | 8:00 | 8 | 3 | 28.9
2017-11-21 | 9:00 | 9 | 3 | 34.8
2017-11-21 | 10:00 | 10 | 3 | 33.22
2019-03-29 | 9:00 | 9 | 6 | 25.22
2019-03-29 | 10:00 | 10 | 6 | 22.07
2019-03-29 | 11:00 | 11 | 6 | 16.85
2019-03-29 | 12:00 | 12 | 6 | 15.69
2019-03-29 | 13:00 | 13 | 6 | 13.63
2019-03-29 | 14:00 | 14 | 6 | 14.17
2019-03-29 | 15:00 | 15 | 6 | 15.34
2019-03-29 | 16:00 | 16 | 6 | 15.17
2019-03-29 | 17:00 | 17 | 6 | 14.09
2019-03-29 | 18:00 | 18 | 6 | 13.25
2019-03-29 | 19:00 | 19 | 6 | 14.99
2019-03-29 | 20:00 | 20 | 6 | 15.18
2019-03-29 | 21:00 | 21 | 6 | 14.9
2019-03-29 | 22:00 | 22 | 6 | 14.82
2019-03-29 | 23:00 | 23 | 6 | 14.24
2019-03-30 | 0:00 | 0 | 7 | 13.91
2019-03-30 | 1:00 | 1 | 7 | 15.75
2019-03-30 | 2:00 | 2 | 7 | 28.63
2019-03-30 | 3:00 | 3 | 7 | 30.01
2019-03-30 | 4:00 | 4 | 7 | 31.01
2019-03-30 | 5:00 | 5 | 7 | 30.2
2019-03-30 | 6:00 | 6 | 7 | 33.02
2019-03-30 | 7:00 | 7 | 7 | 29.45
2019-03-30 | 8:00 | 8 | 7 | 29.48
2019-03-30 | 9:00 | 9 | 7 | 22.93
2019-03-30 | 10:00 | 10 | 7 | 22.71
2019-03-30 | 11:00 | 11 | 7 | 21.36
2019-03-30 | 12:00 | 12 | 7 | 15.22
2019-03-30 | 13:00 | 13 | 7 | 14.46
2019-03-30 | 14:00 | 14 | 7 | 15.57
2019-03-30 | 15:00 | 15 | 7 | 15.81
2019-03-30 | 16:00 | 16 | 7 | 14.23
2019-03-30 | 17:00 | 17 | 7 | 18.21
2019-03-30 | 18:00 | 18 | 7 | 13.74
2019-03-30 | 19:00 | 19 | 7 | 12.51
2019-03-30 | 20:00 | 20 | 7 | 13.54
2019-03-30 | 21:00 | 21 | 7 | 14.96
2019-03-30 | 22:00 | 22 | 7 | 17.97
2019-03-30 | 23:00 | 23 | 7 | 12.64
2019-03-31 | 0:00 | 0 | 1 | 14.17
2019-03-31 | 1:00 | 1 | 1 | 16.85
2019-03-31 | 2:00 | 2 | 1 | 27.71
2019-03-31 | 3:00 | 3 | 1 | 27.07
2019-03-31 | 4:00 | 4 | 1 | 29.31
2019-03-31 | 5:00 | 5 | 1 | 29.12
2019-03-31 | 6:00 | 6 | 1 | 27.2
2019-03-31 | 7:00 | 7 | 1 | 25.95
2019-03-31 | 8:00 | 8 | 1 | 28.78
2019-03-31 | 9:00 | 9 | 1 | 22.08
2019-03-31 | 10:00 | 10 | 1 | 20.73
2019-03-31 | 11:00 | 11 | 1 | 14.8
2019-03-31 | 12:00 | 12 | 1 | 13.14
2019-03-31 | 13:00 | 13 | 1 | 12.94
2019-03-31 | 14:00 | 14 | 1 | 15.47
2019-03-31 | 15:00 | 15 | 1 | 16.3
2019-03-31 | 16:00 | 16 | 1 | 18.83
2019-03-31 | 17:00 | 17 | 1 | 15.36
2019-03-31 | 18:00 | 18 | 1 | 15.29
2019-03-31 | 19:00 | 19 | 1 | 13.43
2019-03-31 | 20:00 | 20 | 1 | 15.6
2019-03-31 | 21:00 | 21 | 1 | 15.12
2019-03-31 | 22:00 | 22 | 1 | 15.14
2019-03-31 | 23:00 | 23 | 1 | 12.96
2019-04-01 | 0:00 | 0 | 2 | 15.31
2019-04-01 | 1:00 | 1 | 2 | 16.53
2019-04-01 | 2:00 | 2 | 2 | 28.81
2019-04-01 | 3:00 | 3 | 2 | 29.59
2019-04-01 | 4:00 | 4 | 2 | 30.02
2019-04-01 | 5:00 | 5 | 2 | 31.58
2019-04-01 | 6:00 | 6 | 2 | 31.57
2019-04-01 | 7:00 | 7 | 2 | 27.22
2019-04-01 | 8:00 | 8 | 2 | 28.47
2019-04-01 | 9:00 | 9 | 2 | 27.74
2019-04-01 | 10:00 | 10 | 2 | 14.62
2019-04-01 | 11:00 | 11 | 2 | 11.34
2019-04-01 | 12:00 | 12 | 2 | 9.56
2019-04-01 | 13:00 | 13 | 2 | 11.24
2019-04-01 | 14:00 | 14 | 2 | 9.16
2019-04-01 | 15:00 | 15 | 2 | 9.81
2019-04-01 | 16:00 | 16 | 2 | 9.84
2019-04-01 | 17:00 | 17 | 2 | 10.14
2019-04-01 | 18:00 | 18 | 2 | 10.4
2019-04-01 | 19:00 | 19 | 2 | 8.71
2019-04-01 | 20:00 | 20 | 2 | 10.57
2019-04-01 | 21:00 | 21 | 2 | 9.55
2019-04-01 | 22:00 | 22 | 2 | 9.7
2019-04-01 | 23:00 | 23 | 2 | 10.33
2019-04-02 | 0:00 | 0 | 3 | 9.02
2019-04-02 | 1:00 | 1 | 3 | 7.67
2019-04-02 | 2:00 | 2 | 3 | 9.72
2019-04-02 | 3:00 | 3 | 3 | 9.88
2019-04-02 | 4:00 | 4 | 3 | 10.13
2019-04-02 | 5:00 | 5 | 3 | 9.18
2019-04-02 | 6:00 | 6 | 3 | 8.46
2019-04-02 | 7:00 | 7 | 3 | 7.59
2019-04-02 | 8:00 | 8 | 3 | 8.72
2019-04-02 | 9:00 | 9 | 3 | 8.45
2019-04-02 | 10:00 | 10 | 3 | 9.99
2019-04-02 | 11:00 | 11 | 3 | 10.19
2019-04-02 | 12:00 | 12 | 3 | 9.86
2019-04-02 | 13:00 | 13 | 3 | 10.34
2019-04-02 | 14:00 | 14 | 3 | 9.9
2019-04-02 | 15:00 | 15 | 3 | 10.07
2019-04-02 | 16:00 | 16 | 3 | 10.18
2019-04-02 | 17:00 | 17 | 3 | 10.02
2019-04-02 | 18:00 | 18 | 3 | 10.61
2019-04-02 | 19:00 | 19 | 3 | 9.45
2019-04-02 | 20:00 | 20 | 3 | 9.99
2019-04-02 | 21:00 | 21 | 3 | 9.67
2019-04-02 | 22:00 | 22 | 3 | 9.25
2019-04-02 | 23:00 | 23 | 3 | 9.96
2019-04-03 | 0:00 | 0 | 4 | 8.87
2019-04-03 | 1:00 | 1 | 4 | 9.92
2019-04-03 | 2:00 | 2 | 4 | 10.09
2019-04-03 | 3:00 | 3 | 4 | 10.04
2019-04-03 | 4:00 | 4 | 4 | 9.7
2019-04-03 | 5:00 | 5 | 4 | 9.93
2019-04-03 | 6:00 | 6 | 4 | 9.82
2019-04-03 | 7:00 | 7 | 4 | 9.62
2019-04-03 | 8:00 | 8 | 4 | 9.83
2019-04-03 | 9:00 | 9 | 4 | 9.87
2019-04-03 | 10:00 | 10 | 4 | 9.58
2019-04-03 | 11:00 | 11 | 4 | 10.19
2019-04-03 | 12:00 | 12 | 4 | 9.76
2019-04-03 | 13:00 | 13 | 4 | 9.72
2019-04-03 | 14:00 | 14 | 4 | 10.04
2019-04-03 | 15:00 | 15 | 4 | 9.59
2019-04-03 | 16:00 | 16 | 4 | 10.09
2019-04-03 | 17:00 | 17 | 4 | 9.9
2019-04-03 | 18:00 | 18 | 4 | 9.75
2019-04-03 | 19:00 | 19 | 4 | 9.75
2019-04-03 | 20:00 | 20 | 4 | 9.73
2019-04-03 | 21:00 | 21 | 4 | 9.81
2019-04-03 | 22:00 | 22 | 4 | 9.61
2019-04-03 | 23:00 | 23 | 4 | 9.89
2019-04-04 | 0:00 | 0 | 5 | 8.23
2019-04-04 | 1:00 | 1 | 5 | 15.64
2019-04-04 | 2:00 | 2 | 5 | 30.72
2019-04-04 | 3:00 | 3 | 5 | 33.31
2019-04-04 | 4:00 | 4 | 5 | 32.3
2019-04-04 | 5:00 | 5 | 5 | 32.8
2019-04-04 | 6:00 | 6 | 5 | 35.13
2019-04-04 | 7:00 | 7 | 5 | 33.55
2019-04-04 | 8:00 | 8 | 5 | 31.78
2019-04-04 | 9:00 | 9 | 5 | 29.91
2019-04-04 | 10:00 | 10 | 5 | 15.49
2019-04-04 | 11:00 | 11 | 5 | 14.25
2019-04-04 | 12:00 | 12 | 5 | 14.84
2019-04-04 | 13:00 | 13 | 5 | 13.28
2019-04-04 | 14:00 | 14 | 5 | 12.91
2019-04-04 | 15:00 | 15 | 5 | 13.47
2019-04-04 | 16:00 | 16 | 5 | 12.71
2019-04-04 | 17:00 | 17 | 5 | 11.7
2019-04-04 | 18:00 | 18 | 5 | 11.8
2019-04-04 | 19:00 | 19 | 5 | 13.01
2019-04-04 | 20:00 | 20 | 5 | 12.87
2019-04-04 | 21:00 | 21 | 5 | 12.86
2019-04-04 | 22:00 | 22 | 5 | 10.26
2019-04-04 | 23:00 | 23 | 5 | 10.91
2019-04-05 | 0:00 | 0 | 6 | 12.77
2019-04-05 | 1:00 | 1 | 6 | 17.95
2019-04-05 | 2:00 | 2 | 6 | 26.53
2019-04-05 | 3:00 | 3 | 6 | 26.76
2019-04-05 | 4:00 | 4 | 6 | 28.69
2019-04-05 | 5:00 | 5 | 6 | 29.95
2019-04-05 | 6:00 | 6 | 6 | 29.57
2019-04-05 | 7:00 | 7 | 6 | 29.63
2019-04-05 | 8:00 | 8 | 6 | 31.84
2019-04-05 | 9:00 | 9 | 6 | 27.38
2019-04-05 | 10:00 | 10 | 6 | 14.22
2019-04-05 | 11:00 | 11 | 6 | 14.66
2019-04-05 | 12:00 | 12 | 6 | 15.49
2019-04-05 | 13:00 | 13 | 6 | 19.8
2019-04-05 | 14:00 | 14 | 6 | 14.15
2019-04-05 | 15:00 | 15 | 6 | 12.17
2019-04-05 | 16:00 | 16 | 6 | 13.62
2019-04-05 | 17:00 | 17 | 6 | 12.82
2019-04-05 | 18:00 | 18 | 6 | 14.67
2019-04-05 | 19:00 | 19 | 6 | 11.27
2019-04-05 | 20:00 | 20 | 6 | 15.38
2019-04-05 | 21:00 | 21 | 6 | 10.91
2019-04-05 | 22:00 | 22 | 6 | 14.49
2019-04-05 | 23:00 | 23 | 6 | 13.66
2019-04-06 | 0:00 | 0 | 7 | 13.68
2019-04-06 | 1:00 | 1 | 7 | 18.37
2019-04-06 | 2:00 | 2 | 7 | 28.43
2019-04-06 | 3:00 | 3 | 7 | 35.06
2019-04-06 | 4:00 | 4 | 7 | 31.64
2019-04-06 | 5:00 | 5 | 7 | 34.72
2019-04-06 | 6:00 | 6 | 7 | 34.54
2019-04-06 | 7:00 | 7 | 7 | 33.65
2019-04-06 | 8:00 | 8 | 7 | 30.46
2019-04-06 | 9:00 | 9 | 7 | 29.9
2019-04-06 | 10:00 | 10 | 7 | 15.55
2019-04-06 | 11:00 | 11 | 7 | 15.27
2019-04-06 | 12:00 | 12 | 7 | 14.43
2019-04-06 | 13:00 | 13 | 7 | 14.12
2019-04-06 | 14:00 | 14 | 7 | 13.51
2019-04-06 | 15:00 | 15 | 7 | 10.91
2019-04-06 | 16:00 | 16 | 7 | 13.16
2019-04-06 | 17:00 | 17 | 7 | 13.14
2019-04-06 | 18:00 | 18 | 7 | 11.22
2019-04-06 | 19:00 | 19 | 7 | 10.73
2019-04-06 | 20:00 | 20 | 7 | 11.2
2019-04-06 | 21:00 | 21 | 7 | 11.46
2019-04-06 | 22:00 | 22 | 7 | 13.05
2019-04-06 | 23:00 | 23 | 7 | 13.2
2019-04-07 | 0:00 | 0 | 1 | 13.21
2019-04-07 | 1:00 | 1 | 1 | 17.8
2019-04-07 | 2:00 | 2 | 1 | 27.49
2019-04-07 | 3:00 | 3 | 1 | 31.22
2019-04-07 | 4:00 | 4 | 1 | 30.82
2019-04-07 | 5:00 | 5 | 1 | 30.15
2019-04-07 | 6:00 | 6 | 1 | 30.18
2019-04-07 | 7:00 | 7 | 1 | 30.06
2019-04-07 | 8:00 | 8 | 1 | 30.01
2019-04-07 | 9:00 | 9 | 1 | 34.57
2019-04-07 | 10:00 | 10 | 1 | 16.86
2019-04-07 | 11:00 | 11 | 1 | 14.31
2019-04-07 | 12:00 | 12 | 1 | 13.58
2019-04-07 | 13:00 | 13 | 1 | 13.09
2019-04-07 | 14:00 | 14 | 1 | 12.5
2019-04-07 | 15:00 | 15 | 1 | 13.17
2019-04-07 | 16:00 | 16 | 1 | 12.36
2019-04-07 | 17:00 | 17 | 1 | 11.46
2019-04-07 | 18:00 | 18 | 1 | 16.42
2019-04-07 | 19:00 | 19 | 1 | 15.81
2019-04-07 | 20:00 | 20 | 1 | 16.32
2019-04-07 | 21:00 | 21 | 1 | 15.72
2019-04-07 | 22:00 | 22 | 1 | 14.37
2019-04-07 | 23:00 | 23 | 1 | 16.1
2019-04-08 | 0:00 | 0 | 2 | 15.96
2019-04-08 | 1:00 | 1 | 2 | 20.85
2019-04-08 | 2:00 | 2 | 2 | 27.2
2019-04-08 | 3:00 | 3 | 2 | 27.04
2019-04-08 | 4:00 | 4 | 2 | 29.63
2019-04-08 | 5:00 | 5 | 2 | 29.54
2019-04-08 | 6:00 | 6 | 2 | 29.89
2019-04-08 | 7:00 | 7 | 2 | 27.2
2019-04-08 | 8:00 | 8 | 2 | 29.86
2019-04-08 | 9:00 | 9 | 2 | 26.6
2019-04-08 | 10:00 | 10 | 2 | 13.39
2019-04-08 | 11:00 | 11 | 2 | 14.13
2019-04-08 | 12:00 | 12 | 2 | 13.23
2019-04-08 | 13:00 | 13 | 2 | 12.37
2019-04-08 | 14:00 | 14 | 2 | 11.27
2019-04-08 | 15:00 | 15 | 2 | 11.72
2019-04-08 | 16:00 | 16 | 2 | 13.21
2019-04-08 | 17:00 | 17 | 2 | 17.42
2019-04-08 | 18:00 | 18 | 2 | 14.81
2019-04-08 | 19:00 | 19 | 2 | 13.52
2019-04-08 | 20:00 | 20 | 2 | 11.82
2019-04-08 | 21:00 | 21 | 2 | 13.38
2019-04-08 | 22:00 | 22 | 2 | 13.54
2019-04-08 | 23:00 | 23 | 2 | 13.34
2019-04-09 | 0:00 | 0 | 3 | 10.79
2019-04-09 | 1:00 | 1 | 3 | 11.2
2019-04-09 | 2:00 | 2 | 3 | 10.81
2019-04-09 | 3:00 | 3 | 3 | 11.18
2019-04-09 | 4:00 | 4 | 3 | 13.12
2019-04-09 | 5:00 | 5 | 3 | 13.55
2019-04-09 | 6:00 | 6 | 3 | 8.96
2019-04-09 | 7:00 | 7 | 3 | 10.39
2019-04-09 | 8:00 | 8 | 3 | 10.31
2019-04-09 | 9:00 | 9 | 3 | 8.2
2019-04-09 | 10:00 | 10 | 3 | 10.11
2019-04-09 | 11:00 | 11 | 3 | 10.6
2019-04-09 | 12:00 | 12 | 3 | 10.52
2019-04-09 | 13:00 | 13 | 3 | 10.76
2019-04-09 | 14:00 | 14 | 3 | 9.57
2019-04-09 | 15:00 | 15 | 3 | 9.13
2019-04-09 | 16:00 | 16 | 3 | 8.61
2019-04-09 | 17:00 | 17 | 3 | 9.31
2019-04-09 | 18:00 | 18 | 3 | 10.27
2019-04-09 | 19:00 | 19 | 3 | 10.92
2019-04-09 | 20:00 | 20 | 3 | 11.34
2019-04-09 | 21:00 | 21 | 3 | 11.01
2019-04-09 | 22:00 | 22 | 3 | 9.25
2019-04-09 | 23:00 | 23 | 3 | 10.54
2019-04-10 | 0:00 | 0 | 4 | 10.97
2019-04-10 | 1:00 | 1 | 4 | 11.25
2019-04-10 | 2:00 | 2 | 4 | 10.71
2019-04-10 | 3:00 | 3 | 4 | 11.03
2019-04-10 | 4:00 | 4 | 4 | 10.7
2019-04-10 | 5:00 | 5 | 4 | 13.69
2019-04-10 | 6:00 | 6 | 4 | 10.24
2019-04-10 | 7:00 | 7 | 4 | 10.39
2019-04-10 | 8:00 | 8 | 4 | 9.91
2019-04-10 | 9:00 | 9 | 4 | 8.23
2019-04-10 | 10:00 | 10 | 4 | 9.25
2019-04-10 | 11:00 | 11 | 4 | 10.62
2019-04-10 | 12:00 | 12 | 4 | 10.29
2019-04-10 | 13:00 | 13 | 4 | 13
2019-04-10 | 14:00 | 14 | 4 | 14.27
2019-04-10 | 15:00 | 15 | 4 | 13.11
2019-04-10 | 16:00 | 16 | 4 | 14.49
2019-04-10 | 17:00 | 17 | 4 | 13.86
2019-04-10 | 18:00 | 18 | 4 | 12.63
2019-04-10 | 19:00 | 19 | 4 | 14.1
2019-04-10 | 20:00 | 20 | 4 | 14.93
2019-04-10 | 21:00 | 21 | 4 | 13.84
2019-04-10 | 22:00 | 22 | 4 | 12.54
2019-04-10 | 23:00 | 23 | 4 | 14.87
2019-04-11 | 0:00 | 0 | 5 | 12.78
2019-04-11 | 1:00 | 1 | 5 | 13.01
2019-04-11 | 2:00 | 2 | 5 | 16.32
2019-04-11 | 3:00 | 3 | 5 | 28.18
2019-04-11 | 4:00 | 4 | 5 | 28.39
2019-04-11 | 5:00 | 5 | 5 | 32.82
2019-04-11 | 6:00 | 6 | 5 | 33.94
2019-04-11 | 7:00 | 7 | 5 | 28.38
2019-04-11 | 8:00 | 8 | 5 | 28.14
2019-04-11 | 9:00 | 9 | 5 | 28.25
2019-04-11 | 10:00 | 10 | 5 | 20.67
2019-04-11 | 11:00 | 11 | 5 | 17.32
2019-04-11 | 12:00 | 12 | 5 | 10.95
2019-04-11 | 13:00 | 13 | 5 | 9.16
2019-04-11 | 14:00 | 14 | 5 | 11.04
2019-04-11 | 15:00 | 15 | 5 | 10.3
2019-04-11 | 16:00 | 16 | 5 | 13.71
2019-04-11 | 17:00 | 17 | 5 | 9.73
2019-04-11 | 18:00 | 18 | 5 | 8.26
2019-04-11 | 19:00 | 19 | 5 | 13.3
2019-04-11 | 20:00 | 20 | 5 | 8.15
2019-04-11 | 21:00 | 21 | 5 | 10.31
2019-04-11 | 22:00 | 22 | 5 | 10.78
2019-04-11 | 23:00 | 23 | 5 | 10.54
2019-04-12 | 0:00 | 0 | 6 | 10.89
2019-04-12 | 1:00 | 1 | 6 | 10.54
2019-04-12 | 2:00 | 2 | 6 | 12.72
2019-04-12 | 3:00 | 3 | 6 | 17.17
2019-04-12 | 4:00 | 4 | 6 | 14.91
2019-04-12 | 5:00 | 5 | 6 | 16.28
2019-04-12 | 6:00 | 6 | 6 | 16.48
2019-04-12 | 7:00 | 7 | 6 | 16.3
2019-04-12 | 8:00 | 8 | 6 | 14.79
2019-04-12 | 9:00 | 9 | 6 | 16.15
2019-04-12 | 10:00 | 10 | 6 | 15
2019-04-12 | 11:00 | 11 | 6 | 15.61
2019-04-12 | 12:00 | 12 | 6 | 15.74
2019-04-12 | 13:00 | 13 | 6 | 15.24
2019-04-12 | 14:00 | 14 | 6 | 13.92
2019-04-12 | 15:00 | 15 | 6 | 14.34
2019-04-12 | 16:00 | 16 | 6 | 13.43
2019-04-12 | 17:00 | 17 | 6 | 13.64
2019-04-12 | 18:00 | 18 | 6 | 14.92
2019-04-12 | 19:00 | 19 | 6 | 15.4
2019-04-12 | 20:00 | 20 | 6 | 13.4
2019-04-12 | 21:00 | 21 | 6 | 15.33
2019-04-12 | 22:00 | 22 | 6 | 14.22
2019-04-12 | 23:00 | 23 | 6 | 13.59
2019-04-13 | 0:00 | 0 | 7 | 15.08
2019-04-13 | 1:00 | 1 | 7 | 18.52
2019-04-13 | 2:00 | 2 | 7 | 16.03
2019-04-13 | 3:00 | 3 | 7 | 28.75
2019-04-13 | 4:00 | 4 | 7 | 30.76
2019-04-13 | 5:00 | 5 | 7 | 30.83
2019-04-13 | 6:00 | 6 | 7 | 31.66
2019-04-13 | 7:00 | 7 | 7 | 30.44
2019-04-13 | 8:00 | 8 | 7 | 31.15
2019-04-13 | 9:00 | 9 | 7 | 31.6
2019-04-13 | 10:00 | 10 | 7 | 29.48
2019-04-13 | 11:00 | 11 | 7 | 21.44
2019-04-13 | 12:00 | 12 | 7 | 14.78
2019-04-13 | 13:00 | 13 | 7 | 12.8
2019-04-13 | 14:00 | 14 | 7 | 16.37
2019-04-13 | 15:00 | 15 | 7 | 14.46
2019-04-13 | 16:00 | 16 | 7 | 14.13
2019-04-13 | 17:00 | 17 | 7 | 12.81
2019-04-13 | 18:00 | 18 | 7 | 13.24
2019-04-13 | 19:00 | 19 | 7 | 13.06
2019-04-13 | 20:00 | 20 | 7 | 12.62
2019-04-13 | 21:00 | 21 | 7 | 13.68
2019-04-13 | 22:00 | 22 | 7 | 13.2
2019-04-13 | 23:00 | 23 | 7 | 14.25
2019-04-14 | 0:00 | 0 | 1 | 13.41
2019-04-14 | 1:00 | 1 | 1 | 13.94
2019-04-14 | 2:00 | 2 | 1 | 19.4
2019-04-14 | 3:00 | 3 | 1 | 29.41
2019-04-14 | 4:00 | 4 | 1 | 37.03
2019-04-14 | 5:00 | 5 | 1 | 32.08
2019-04-14 | 6:00 | 6 | 1 | 30.23
2019-04-14 | 7:00 | 7 | 1 | 31.59
2019-04-14 | 8:00 | 8 | 1 | 30.22
2019-04-14 | 9:00 | 9 | 1 | 29.29
2019-04-14 | 10:00 | 10 | 1 | 24.19
2019-04-14 | 11:00 | 11 | 1 | 17.17
2019-04-14 | 12:00 | 12 | 1 | 14.7
2019-04-14 | 13:00 | 13 | 1 | 14.16
2019-04-14 | 14:00 | 14 | 1 | 13.98
2019-04-14 | 15:00 | 15 | 1 | 12.16
2019-04-14 | 16:00 | 16 | 1 | 14.33
2019-04-14 | 17:00 | 17 | 1 | 11.45
2019-04-14 | 18:00 | 18 | 1 | 14.07
2019-04-14 | 19:00 | 19 | 1 | 11.3
2019-04-14 | 20:00 | 20 | 1 | 11.02
2019-04-14 | 21:00 | 21 | 1 | 16.26
2019-04-14 | 22:00 | 22 | 1 | 16.85
2019-04-14 | 23:00 | 23 | 1 | 11.11
2019-04-15 | 0:00 | 0 | 2 | 12.49
2019-04-15 | 1:00 | 1 | 2 | 13.3
2019-04-15 | 2:00 | 2 | 2 | 13.15
2019-04-15 | 3:00 | 3 | 2 | 13.25
2019-04-15 | 4:00 | 4 | 2 | 11.85
2019-04-15 | 5:00 | 5 | 2 | 18.2
2019-04-15 | 6:00 | 6 | 2 | 12.1
2019-04-15 | 7:00 | 7 | 2 | 16.87
2019-04-15 | 8:00 | 8 | 2 | 11.85
2019-04-15 | 9:00 | 9 | 2 | 13.74
2019-04-15 | 10:00 | 10 | 2 | 23.33
2019-04-15 | 11:00 | 11 | 2 | 17
2019-04-15 | 12:00 | 12 | 2 | 19.42
2019-04-15 | 13:00 | 13 | 2 | 13.78
2019-04-15 | 14:00 | 14 | 2 | 17.14
2019-04-15 | 15:00 | 15 | 2 | 16.29
2019-04-15 | 16:00 | 16 | 2 | 16.35
2019-04-15 | 17:00 | 17 | 2 | 16.39
2019-04-15 | 18:00 | 18 | 2 | 14.62
2019-04-15 | 19:00 | 19 | 2 | 17.44
2019-04-15 | 20:00 | 20 | 2 | 16.34
2019-04-15 | 21:00 | 21 | 2 | 16.31
2019-04-15 | 22:00 | 22 | 2 | 17.18
2019-04-15 | 23:00 | 23 | 2 | 15.99
2019-04-16 | 0:00 | 0 | 3 | 20.25
2019-04-16 | 1:00 | 1 | 3 | 16.45
2019-04-16 | 2:00 | 2 | 3 | 16.12
2019-04-16 | 3:00 | 3 | 3 | 16.55
2019-04-16 | 4:00 | 4 | 3 | 14.22
2019-04-16 | 5:00 | 5 | 3 | 20.91
2019-04-16 | 6:00 | 6 | 3 | 15.66
2019-04-16 | 7:00 | 7 | 3 | 16.27
2019-04-16 | 8:00 | 8 | 3 | 16.05
2019-04-16 | 9:00 | 9 | 3 | 14.35
2019-04-16 | 10:00 | 10 | 3 | 19.43
2019-04-16 | 11:00 | 11 | 3 | 15.93
2019-04-16 | 12:00 | 12 | 3 | 14.6
2019-04-16 | 13:00 | 13 | 3 | 19.8
2019-04-16 | 14:00 | 14 | 3 | 15.38
2019-04-16 | 15:00 | 15 | 3 | 16.16
2019-04-16 | 16:00 | 16 | 3 | 15.11
2019-04-16 | 17:00 | 17 | 3 | 20.12
2019-04-16 | 18:00 | 18 | 3 | 16.14
2019-04-16 | 19:00 | 19 | 3 | 20.45
2019-04-16 | 20:00 | 20 | 3 | 15.44
2019-04-16 | 21:00 | 21 | 3 | 19.11
2019-04-16 | 22:00 | 22 | 3 | 15.51
2019-04-16 | 23:00 | 23 | 3 | 15.54
2019-04-17 | 0:00 | 0 | 4 | 15.7
2019-04-17 | 1:00 | 1 | 4 | 15.43
2019-04-17 | 2:00 | 2 | 4 | 20.75
2019-04-17 | 3:00 | 3 | 4 | 13.18
2019-04-17 | 4:00 | 4 | 4 | 18.61
2019-04-17 | 5:00 | 5 | 4 | 13.09
2019-04-17 | 6:00 | 6 | 4 | 18.55
2019-04-17 | 7:00 | 7 | 4 | 15.59
2019-04-17 | 8:00 | 8 | 4 | 15.59
2019-04-17 | 9:00 | 9 | 4 | 18.3
2019-04-17 | 10:00 | 10 | 4 | 13.11
2019-04-17 | 11:00 | 11 | 4 | 17.87
2019-04-17 | 12:00 | 12 | 4 | 15.59
2019-04-17 | 13:00 | 13 | 4 | 20.83
2019-04-17 | 14:00 | 14 | 4 | 15.66
2019-04-17 | 15:00 | 15 | 4 | 14.98
2019-04-17 | 16:00 | 16 | 4 | 15.46
2019-04-17 | 17:00 | 17 | 4 | 15.69
2019-04-17 | 18:00 | 18 | 4 | 15.8
2019-04-17 | 19:00 | 19 | 4 | 14.5
2019-04-17 | 20:00 | 20 | 4 | 14.95
2019-04-17 | 21:00 | 21 | 4 | 15.82
2019-04-17 | 22:00 | 22 | 4 | 15.84
2019-04-17 | 23:00 | 23 | 4 | 15.6
2019-04-18 | 0:00 | 0 | 5 | 19.51
2019-04-18 | 1:00 | 1 | 5 | 18.28
2019-04-18 | 2:00 | 2 | 5 | 17.02
2019-04-18 | 3:00 | 3 | 5 | 30.29
2019-04-18 | 4:00 | 4 | 5 | 32.94
2019-04-18 | 5:00 | 5 | 5 | 31.67
2019-04-18 | 6:00 | 6 | 5 | 30.28
2019-04-18 | 7:00 | 7 | 5 | 28.88
2019-04-18 | 8:00 | 8 | 5 | 29.98
2019-04-18 | 9:00 | 9 | 5 | 34.67
2019-04-18 | 10:00 | 10 | 5 | 28.62
2019-04-18 | 11:00 | 11 | 5 | 18.66
2019-04-18 | 12:00 | 12 | 5 | 14.29
2019-04-18 | 13:00 | 13 | 5 | 13.48
2019-04-18 | 14:00 | 14 | 5 | 18.9
2019-04-18 | 15:00 | 15 | 5 | 10.91
2019-04-18 | 16:00 | 16 | 5 | 10.46
2019-04-18 | 17:00 | 17 | 5 | 9.55
2019-04-18 | 18:00 | 18 | 5 | 8.32
2019-04-18 | 19:00 | 19 | 5 | 9.09
2019-04-18 | 20:00 | 20 | 5 | 9.8
2019-04-18 | 21:00 | 21 | 5 | 9.91
2019-04-18 | 22:00 | 22 | 5 | 9.91
2019-04-18 | 23:00 | 23 | 5 | 9.08
2019-04-19 | 0:00 | 0 | 6 | 7.62
2019-04-19 | 1:00 | 1 | 6 | 9.9
2019-04-19 | 2:00 | 2 | 6 | 17.94
2019-04-19 | 3:00 | 3 | 6 | 29.85
2019-04-19 | 4:00 | 4 | 6 | 35.69
2019-04-19 | 5:00 | 5 | 6 | 32.59
2019-04-19 | 6:00 | 6 | 6 | 32.95
2019-04-19 | 7:00 | 7 | 6 | 33.24
2019-04-19 | 8:00 | 8 | 6 | 32.35
2019-04-19 | 9:00 | 9 | 6 | 28.05
2019-04-19 | 10:00 | 10 | 6 | 25.85
2019-04-19 | 11:00 | 11 | 6 | 11.41
2019-04-19 | 12:00 | 12 | 6 | 10.97
2019-04-19 | 13:00 | 13 | 6 | 15.58
2019-04-19 | 14:00 | 14 | 6 | 9.52
2019-04-19 | 15:00 | 15 | 6 | 9.39
2019-04-19 | 16:00 | 16 | 6 | 9.1
2019-04-19 | 17:00 | 17 | 6 | 10.36
2019-04-19 | 18:00 | 18 | 6 | 10.23
2019-04-19 | 19:00 | 19 | 6 | 10.19
2019-04-19 | 20:00 | 20 | 6 | 9.9
2019-04-19 | 21:00 | 21 | 6 | 9.06
2019-04-19 | 22:00 | 22 | 6 | 9.13
2019-04-19 | 23:00 | 23 | 6 | 12.69
2019-04-20 | 0:00 | 0 | 7 | 12.62
2019-04-20 | 1:00 | 1 | 7 | 12.55
2019-04-20 | 2:00 | 2 | 7 | 19.47
2019-04-20 | 3:00 | 3 | 7 | 35.21
2019-04-20 | 4:00 | 4 | 7 | 35.5
2019-04-20 | 5:00 | 5 | 7 | 31.72
2019-04-20 | 6:00 | 6 | 7 | 32.06
2019-04-20 | 7:00 | 7 | 7 | 31.78
2019-04-20 | 8:00 | 8 | 7 | 31.82
2019-04-20 | 9:00 | 9 | 7 | 32.84
2019-04-20 | 10:00 | 10 | 7 | 31.49
2019-04-20 | 11:00 | 11 | 7 | 13.79
2019-04-20 | 12:00 | 12 | 7 | 16.54
2019-04-20 | 13:00 | 13 | 7 | 12.19
2019-04-20 | 14:00 | 14 | 7 | 12.83
2019-04-20 | 15:00 | 15 | 7 | 10.49
2019-04-20 | 16:00 | 16 | 7 | 12.26
2019-04-20 | 17:00 | 17 | 7 | 12.2
2019-04-20 | 18:00 | 18 | 7 | 9.65
2019-04-20 | 19:00 | 19 | 7 | 11.85
2019-04-20 | 20:00 | 20 | 7 | 11.98
2019-04-20 | 21:00 | 21 | 7 | 12.42
2019-04-20 | 22:00 | 22 | 7 | 10.5
2019-04-20 | 23:00 | 23 | 7 | 9.94
2019-04-21 | 0:00 | 0 | 1 | 12.29
2019-04-21 | 1:00 | 1 | 1 | 11.85
2019-04-21 | 2:00 | 2 | 1 | 18.35
2019-04-21 | 3:00 | 3 | 1 | 26.17
2019-04-21 | 4:00 | 4 | 1 | 32.76
2019-04-21 | 5:00 | 5 | 1 | 34.86
2019-04-21 | 6:00 | 6 | 1 | 38.55
2019-04-21 | 7:00 | 7 | 1 | 31.74
2019-04-21 | 8:00 | 8 | 1 | 34.81
2019-04-21 | 9:00 | 9 | 1 | 35.15
2019-04-21 | 10:00 | 10 | 1 | 21.28
2019-04-21 | 11:00 | 11 | 1 | 15.42
2019-04-21 | 12:00 | 12 | 1 | 13.53
2019-04-21 | 13:00 | 13 | 1 | 11.65
2019-04-21 | 14:00 | 14 | 1 | 10.57
2019-04-21 | 15:00 | 15 | 1 | 16.48
2019-04-21 | 16:00 | 16 | 1 | 16.39
2019-04-21 | 17:00 | 17 | 1 | 16.58
2019-04-21 | 18:00 | 18 | 1 | 15.85
2019-04-21 | 19:00 | 19 | 1 | 11.38
2019-04-21 | 20:00 | 20 | 1 | 11.79
2019-04-21 | 21:00 | 21 | 1 | 11.92
2019-04-21 | 22:00 | 22 | 1 | 10.44
2019-04-21 | 23:00 | 23 | 1 | 12.57
2019-04-22 | 0:00 | 0 | 2 | 16.56
2019-04-22 | 1:00 | 1 | 2 | 11.93
2019-04-22 | 2:00 | 2 | 2 | 20.58
2019-04-22 | 3:00 | 3 | 2 | 30.02
2019-04-22 | 4:00 | 4 | 2 | 30.22
2019-04-22 | 5:00 | 5 | 2 | 30.11
2019-04-22 | 6:00 | 6 | 2 | 34.03
2019-04-22 | 7:00 | 7 | 2 | 32.12
2019-04-22 | 8:00 | 8 | 2 | 28.23
2019-04-22 | 9:00 | 9 | 2 | 29.08
2019-04-22 | 10:00 | 10 | 2 | 26.95
2019-04-22 | 11:00 | 11 | 2 | 15.96
2019-04-22 | 12:00 | 12 | 2 | 10.46
2019-04-22 | 13:00 | 13 | 2 | 11.85
2019-04-22 | 14:00 | 14 | 2 | 9.4
2019-04-22 | 15:00 | 15 | 2 | 7.74
2019-04-22 | 16:00 | 16 | 2 | 8.33
2019-04-22 | 17:00 | 17 | 2 | 8.93
2019-04-22 | 18:00 | 18 | 2 | 9.87
2019-04-22 | 19:00 | 19 | 2 | 9.86
2019-04-22 | 20:00 | 20 | 2 | 13.1
2019-04-22 | 21:00 | 21 | 2 | 9.43
2019-04-22 | 22:00 | 22 | 2 | 8.1
2019-04-22 | 23:00 | 23 | 2 | 9.97
2019-04-23 | 0:00 | 0 | 3 | 10.06
2019-04-23 | 1:00 | 1 | 3 | 9.78
2019-04-23 | 2:00 | 2 | 3 | 9.96
2019-04-23 | 3:00 | 3 | 3 | 10.18
2019-04-23 | 4:00 | 4 | 3 | 10.68
2019-04-23 | 5:00 | 5 | 3 | 10.2
2019-04-23 | 6:00 | 6 | 3 | 10.16
2019-04-23 | 7:00 | 7 | 3 | 7.67
2019-04-23 | 8:00 | 8 | 3 | 10.32
2019-04-23 | 9:00 | 9 | 3 | 10.43
2019-04-23 | 10:00 | 10 | 3 | 10.26
2019-04-23 | 11:00 | 11 | 3 | 15.41
2019-04-23 | 12:00 | 12 | 3 | 7.84
2019-04-23 | 13:00 | 13 | 3 | 8.47
2019-04-23 | 14:00 | 14 | 3 | 10.41
2019-04-23 | 15:00 | 15 | 3 | 9.67
2019-04-23 | 16:00 | 16 | 3 | 7.57
2019-04-23 | 17:00 | 17 | 3 | 9.02
2019-04-23 | 18:00 | 18 | 3 | 10.38
2019-04-23 | 19:00 | 19 | 3 | 10.58
2019-04-23 | 20:00 | 20 | 3 | 7.8
2019-04-23 | 21:00 | 21 | 3 | 9.9
2019-04-23 | 22:00 | 22 | 3 | 10.27
2019-04-23 | 23:00 | 23 | 3 | 10.14
2019-04-24 | 0:00 | 0 | 4 | 10.51
2019-04-24 | 1:00 | 1 | 4 | 9.8
2019-04-24 | 2:00 | 2 | 4 | 10.27
2019-04-24 | 3:00 | 3 | 4 | 9.87
2019-04-24 | 4:00 | 4 | 4 | 12.79
2019-04-24 | 5:00 | 5 | 4 | 13.15
2019-04-24 | 6:00 | 6 | 4 | 10.06
2019-04-24 | 7:00 | 7 | 4 | 9.85
2019-04-24 | 8:00 | 8 | 4 | 12.84
2019-04-24 | 9:00 | 9 | 4 | 8.98
2019-04-24 | 10:00 | 10 | 4 | 8.64
2019-04-24 | 11:00 | 11 | 4 | 7.83
2019-04-24 | 12:00 | 12 | 4 | 7.61
2019-04-24 | 13:00 | 13 | 4 | 12.73
2019-04-24 | 14:00 | 14 | 4 | 10.25
2019-04-24 | 15:00 | 15 | 4 | 10.13
2019-04-24 | 16:00 | 16 | 4 | 11.21
2019-04-24 | 17:00 | 17 | 4 | 10.24
2019-04-24 | 18:00 | 18 | 4 | 9.03
2019-04-24 | 19:00 | 19 | 4 | 7.87
2019-04-24 | 20:00 | 20 | 4 | 14.03
2019-04-24 | 21:00 | 21 | 4 | 8.29
2019-04-24 | 22:00 | 22 | 4 | 9.74
2019-04-24 | 23:00 | 23 | 4 | 9.88
2019-04-25 | 0:00 | 0 | 5 | 9.56
2019-04-25 | 1:00 | 1 | 5 | 7.52
2019-04-25 | 2:00 | 2 | 5 | 14.24
2019-04-25 | 3:00 | 3 | 5 | 29.57
2019-04-25 | 4:00 | 4 | 5 | 29.14
2019-04-25 | 5:00 | 5 | 5 | 31.25
2019-04-25 | 6:00 | 6 | 5 | 31.12
2019-04-25 | 7:00 | 7 | 5 | 28.92
2019-04-25 | 8:00 | 8 | 5 | 27.96
2019-04-25 | 9:00 | 9 | 5 | 33.45
2019-04-25 | 10:00 | 10 | 5 | 22.65
2019-04-25 | 11:00 | 11 | 5 | 17.61
2019-04-25 | 12:00 | 12 | 5 | 13.85
2019-04-25 | 13:00 | 13 | 5 | 13.17
2019-04-25 | 14:00 | 14 | 5 | 13.33
2019-04-25 | 15:00 | 15 | 5 | 11.04
2019-04-25 | 16:00 | 16 | 5 | 15.91
2019-04-25 | 17:00 | 17 | 5 | 10.21
2019-04-25 | 18:00 | 18 | 5 | 10.54
2019-04-25 | 19:00 | 19 | 5 | 9.48
2019-04-25 | 20:00 | 20 | 5 | 9.94
2019-04-25 | 21:00 | 21 | 5 | 9.97
2019-04-25 | 22:00 | 22 | 5 | 10.42
2019-04-25 | 23:00 | 23 | 5 | 9.76
2019-04-26 | 0:00 | 0 | 6 | 12.13
2019-04-26 | 1:00 | 1 | 6 | 7.82
2019-04-26 | 2:00 | 2 | 6 | 16.92
2019-04-26 | 3:00 | 3 | 6 | 28.9
2019-04-26 | 4:00 | 4 | 6 | 34.8
2019-04-26 | 5:00 | 5 | 6 | 33.22
2019-04-26 | 6:00 | 6 | 6 | -8.22
2019-04-26 | 7:00 | 7 | 6 | -8.16
2019-04-26 | 8:00 | 8 | 6 | -0.38
2019-04-26 | 9:00 | 9 | 6 | 0.92
2019-04-26 | 10:00 | 10 | 6 | 0.75
2019-04-26 | 11:00 | 11 | 6 | 7.1
2019-04-26 | 12:00 | 12 | 6 | -2.38
2019-04-26 | 13:00 | 13 | 6 | 5.39
2019-04-26 | 14:00 | 14 | 6 | 0.97
2019-04-26 | 15:00 | 15 | 6 | 0.86
2019-04-26 | 16:00 | 16 | 6 | 0.83
2019-04-26 | 17:00 | 17 | 6 | 0.81
2019-04-26 | 18:00 | 18 | 6 | 0.75
2019-04-26 | 19:00 | 19 | 6 | 0.82
2019-04-26 | 20:00 | 20 | 6 | 0.76
2019-04-26 | 21:00 | 21 | 6 | 0.78
2019-04-26 | 22:00 | 22 | 6 | 0.77
2019-04-26 | 23:00 | 23 | 6 | 0.76
2019-04-27 | 0:00 | 0 | 7 | 0.82
2019-04-27 | 1:00 | 1 | 7 | 0.75
2019-04-27 | 2:00 | 2 | 7 | 0.74
2019-04-27 | 3:00 | 3 | 7 | 0.69
2019-04-27 | 4:00 | 4 | 7 | 0.81
2019-04-27 | 5:00 | 5 | 7 | 0.69
2019-04-27 | 6:00 | 6 | 7 | 0.81
2019-04-27 | 7:00 | 7 | 7 | 0.67
2019-04-27 | 8:00 | 8 | 7 | 0.81
2019-04-27 | 9:00 | 9 | 7 | 0.57
2019-04-27 | 10:00 | 10 | 7 | 0.82
2019-04-27 | 12:00 | 12 | 7 | 0.43
2019-04-27 | 13:00 | 13 | 7 | 0.79
2019-04-27 | 14:00 | 14 | 7 | 0.38
2019-04-27 | 15:00 | 15 | 7 | 0.81
2019-04-27 | 16:00 | 16 | 7 | 0.54
2019-04-27 | 17:00 | 17 | 7 | 0.86
2019-04-27 | 18:00 | 18 | 7 | 0.49
2019-04-27 | 19:00 | 19 | 7 | 0.78
2019-04-27 | 20:00 | 20 | 7 | 0.54
2019-04-27 | 21:00 | 21 | 7 | 0.91
2019-04-27 | 22:00 | 22 | 7 | 0.63
2019-04-27 | 23:00 | 23 | 7 | 0.84
2019-04-28 | 0:00 | 0 | 1 | 0.65
2019-04-28 | 1:00 | 1 | 1 | 0.89
2019-04-28 | 2:00 | 2 | 1 | 0.66
2019-04-28 | 3:00 | 3 | 1 | 0.96
2019-04-28 | 4:00 | 4 | 1 | 0.78
2019-04-28 | 5:00 | 5 | 1 | 1.01
2019-04-28 | 6:00 | 6 | 1 | 0.79
2019-04-28 | 7:00 | 7 | 1 | 0.92
2019-04-28 | 8:00 | 8 | 1 | 0.79
2019-04-28 | 9:00 | 9 | 1 | 0.83
2019-04-28 | 10:00 | 10 | 1 | 0.79
2019-04-28 | 11:00 | 11 | 1 | 0.85
2019-04-28 | 12:00 | 12 | 1 | 0.75
2019-04-28 | 13:00 | 13 | 1 | 0.84
2019-04-28 | 14:00 | 14 | 1 | 0.81
2019-04-28 | 15:00 | 15 | 1 | 0.83
2019-04-28 | 16:00 | 16 | 1 | 0.82
2019-04-28 | 17:00 | 17 | 1 | 0.82
2019-04-28 | 18:00 | 18 | 1 | 0.82
2019-04-28 | 19:00 | 19 | 1 | 0.86
2019-04-28 | 20:00 | 20 | 1 | 0.81
2019-04-28 | 21:00 | 21 | 1 | 0.81
2019-04-28 | 22:00 | 22 | 1 | 0.82
2019-04-28 | 23:00 | 23 | 1 | 1.87
2019-04-29 | 0:00 | 0 | 2 | 0.8
2019-04-29 | 1:00 | 1 | 2 | 0.8
2019-04-29 | 2:00 | 2 | 2 | 0.79
2019-04-29 | 3:00 | 3 | 2 | 0.75
2019-04-29 | 4:00 | 4 | 2 | 0.55
2019-04-29 | 5:00 | 5 | 2 | 0.32
2019-04-29 | 6:00 | 6 | 2 | 0.38
2019-04-29 | 7:00 | 7 | 2 | 0.23
2019-04-29 | 8:00 | 8 | 2 | 0.32
2019-04-29 | 9:00 | 9 | 2 | 0.17
2019-04-29 | 10:00 | 10 | 2 | 0.09
2019-04-29 | 11:00 | 11 | 2 | 0
2019-04-29 | 12:00 | 12 | 2 | 0
2019-04-29 | 13:00 | 13 | 2 | 11.78
2019-04-29 | 14:00 | 14 | 2 | 7.72
2019-04-29 | 15:00 | 15 | 2 | 0.18
2019-04-29 | 16:00 | 16 | 2 | 0
2019-04-29 | 17:00 | 17 | 2 | 0
2019-04-29 | 18:00 | 18 | 2 | 0
2019-04-29 | 19:00 | 19 | 2 | 0
2019-04-29 | 20:00 | 20 | 2 | 0
2019-04-29 | 21:00 | 21 | 2 | 0
2019-04-29 | 22:00 | 22 | 2 | 0
2019-04-29 | 23:00 | 23 | 2 | 0
2019-04-30 | 0:00 | 0 | 3 | 0
2019-04-30 | 1:00 | 1 | 3 | 0
2019-04-30 | 2:00 | 2 | 3 | 0
2019-04-30 | 3:00 | 3 | 3 | 0
2019-04-30 | 4:00 | 4 | 3 | 0.25
2019-04-30 | 5:00 | 5 | 3 | 0.08
2019-04-30 | 6:00 | 6 | 3 | 7.58
2019-04-30 | 7:00 | 7 | 3 | 0
2019-04-30 | 8:00 | 8 | 3 | -0.24
2019-04-30 | 9:00 | 9 | 3 | -0.14
2019-04-30 | 10:00 | 10 | 3 | -0.14
2019-04-30 | 11:00 | 11 | 3 | -0.14
2019-04-30 | 12:00 | 12 | 3 | -0.13
2019-04-30 | 13:00 | 13 | 3 | -11.7
2019-04-30 | 14:00 | 14 | 3 | -6.46
2019-04-30 | 15:00 | 15 | 3 | -1.31
2019-04-30 | 16:00 | 16 | 3 | -0.14
2019-04-30 | 17:00 | 17 | 3 | -0.14
2019-04-30 | 18:00 | 18 | 3 | -0.13
2019-04-30 | 19:00 | 19 | 3 | -0.14
2019-04-30 | 20:00 | 20 | 3 | -0.14
2019-04-30 | 21:00 | 21 | 3 | -0.14
2019-04-30 | 22:00 | 22 | 3 | -0.13
2019-04-30 | 23:00 | 23 | 3 | -0.14
2019-05-01 | 0:00 | 0 | 4 | -0.13
2019-05-01 | 1:00 | 1 | 4 | -0.13
2019-05-01 | 2:00 | 2 | 4 | -0.13
2019-05-01 | 3:00 | 3 | 4 | -0.13
2019-05-01 | 4:00 | 4 | 4 | -0.13
2019-05-01 | 5:00 | 5 | 4 | -0.13
2019-05-01 | 6:00 | 6 | 4 | -0.13
2019-05-01 | 7:00 | 7 | 4 | 0.11
2019-05-01 | 8:00 | 8 | 4 | -0.14
2019-05-01 | 9:00 | 9 | 4 | 1.84
2019-05-01 | 10:00 | 10 | 4 | -0.13
2019-05-01 | 11:00 | 11 | 4 | -0.13
2019-05-01 | 12:00 | 12 | 4 | -0.12
2019-05-01 | 13:00 | 13 | 4 | 8.38
2019-05-01 | 14:00 | 14 | 4 | 2
2019-05-01 | 15:00 | 15 | 4 | -0.12
2019-05-01 | 16:00 | 16 | 4 | -0.05
2019-05-01 | 17:00 | 17 | 4 | 0
2019-05-01 | 18:00 | 18 | 4 | 0
2019-05-01 | 19:00 | 19 | 4 | 0
2019-05-01 | 20:00 | 20 | 4 | 0
2019-05-01 | 21:00 | 21 | 4 | 0
2019-05-01 | 22:00 | 22 | 4 | 0
2019-05-01 | 23:00 | 23 | 4 | 0
2019-05-02 | 0:00 | 0 | 5 | 0
2019-05-02 | 1:00 | 1 | 5 | 0
2019-05-02 | 2:00 | 2 | 5 | 7.61
2019-05-02 | 3:00 | 3 | 5 | 7.73
2019-05-02 | 4:00 | 4 | 5 | 8
2019-05-02 | 5:00 | 5 | 5 | 3.52
2019-05-02 | 6:00 | 6 | 5 | 0.31
2019-05-02 | 7:00 | 7 | 5 | 0.4
2019-05-02 | 8:00 | 8 | 5 | 0.32
2019-05-02 | 9:00 | 9 | 5 | 0.39
2019-05-02 | 10:00 | 10 | 5 | 0.31
2019-05-02 | 11:00 | 11 | 5 | 0.4
2019-05-02 | 12:00 | 12 | 5 | 0.34
2019-05-02 | 13:00 | 13 | 5 | 4.04
2019-05-02 | 14:00 | 14 | 5 | 12.25
2019-05-02 | 15:00 | 15 | 5 | 6.81
2019-05-02 | 16:00 | 16 | 5 | 5.45
2019-05-02 | 17:00 | 17 | 5 | 1.58
2019-05-02 | 18:00 | 18 | 5 | 0.39
2019-05-02 | 19:00 | 19 | 5 | 0.32
2019-05-02 | 20:00 | 20 | 5 | 0.32
2019-05-02 | 21:00 | 21 | 5 | 0.31
2019-05-02 | 22:00 | 22 | 5 | 0.36
2019-05-02 | 23:00 | 23 | 5 | 0.34
2019-05-03 | 0:00 | 0 | 6 | 0.39
2019-05-03 | 1:00 | 1 | 6 | 0.36
2019-05-03 | 2:00 | 2 | 6 | 0.38
2019-05-03 | 3:00 | 3 | 6 | 0.35
2019-05-03 | 4:00 | 4 | 6 | 0.4
2019-05-03 | 5:00 | 5 | 6 | 0.32
2019-05-03 | 6:00 | 6 | 6 | 0.33
2019-05-03 | 7:00 | 7 | 6 | 0.26
2019-05-03 | 8:00 | 8 | 6 | 0.37
2019-05-03 | 9:00 | 9 | 6 | 0.27
2019-05-03 | 10:00 | 10 | 6 | 0.39
2019-05-03 | 11:00 | 11 | 6 | 0.23
2019-05-03 | 12:00 | 12 | 6 | 2.3
2019-05-03 | 13:00 | 13 | 6 | 15.05
2019-05-03 | 14:00 | 14 | 6 | 0.41
2019-05-03 | 15:00 | 15 | 6 | -0.98
2019-05-03 | 16:00 | 16 | 6 | 3.89
2019-05-03 | 17:00 | 17 | 6 | 0.23
2019-05-03 | 18:00 | 18 | 6 | 0.36
2019-05-03 | 19:00 | 19 | 6 | 0.25
2019-05-03 | 20:00 | 20 | 6 | 1.92
2019-05-03 | 21:00 | 21 | 6 | 0.27
2019-05-03 | 22:00 | 22 | 6 | 0.39
2019-05-03 | 23:00 | 23 | 6 | 2.76
2019-05-04 | 0:00 | 0 | 7 | 0.47
2019-05-04 | 1:00 | 1 | 7 | 0.34
2019-05-04 | 2:00 | 2 | 7 | 0.45
2019-05-04 | 3:00 | 3 | 7 | 0.37
2019-05-04 | 4:00 | 4 | 7 | 0.43
2019-05-04 | 5:00 | 5 | 7 | 0.37
2019-05-04 | 6:00 | 6 | 7 | 3.01
2019-05-04 | 7:00 | 7 | 7 | 0.34
2019-05-04 | 8:00 | 8 | 7 | 1.17
2019-05-04 | 9:00 | 9 | 7 | 0.36
2019-05-04 | 10:00 | 10 | 7 | 0.39
2019-05-04 | 11:00 | 11 | 7 | 0.36
2019-05-04 | 12:00 | 12 | 7 | 0.36
2019-05-04 | 13:00 | 13 | 7 | 0.38
2019-05-04 | 14:00 | 14 | 7 | 0.3
2019-05-04 | 15:00 | 15 | 7 | 0.33
2019-05-04 | 16:00 | 16 | 7 | 0.32
2019-05-04 | 17:00 | 17 | 7 | 0.36
2019-05-04 | 18:00 | 18 | 7 | 0.33
2019-05-04 | 19:00 | 19 | 7 | 0.37
2019-05-04 | 20:00 | 20 | 7 | 0.3
2019-05-04 | 21:00 | 21 | 7 | 0.38
2019-05-04 | 22:00 | 22 | 7 | 0.26
2019-05-04 | 23:00 | 23 | 7 | 0.37
2019-05-05 | 0:00 | 0 | 1 | 0.3
2019-05-05 | 1:00 | 1 | 1 | 0.38
2019-05-05 | 2:00 | 2 | 1 | 0.25
2019-05-05 | 3:00 | 3 | 1 | 0.36
2019-05-05 | 4:00 | 4 | 1 | 0.26
2019-05-05 | 5:00 | 5 | 1 | 0.39
2019-05-05 | 6:00 | 6 | 1 | 0.24
2019-05-05 | 7:00 | 7 | 1 | 0.37
2019-05-05 | 8:00 | 8 | 1 | 0.2
2019-05-05 | 9:00 | 9 | 1 | 0.35
2019-05-05 | 10:00 | 10 | 1 | 0.18
2019-05-05 | 11:00 | 11 | 1 | 0.35
2019-05-05 | 12:00 | 12 | 1 | 0.19
2019-05-05 | 13:00 | 13 | 1 | 0.34
2019-05-05 | 14:00 | 14 | 1 | 0.19
2019-05-05 | 15:00 | 15 | 1 | 0.33
2019-05-05 | 16:00 | 16 | 1 | 0.24
2019-05-05 | 17:00 | 17 | 1 | 0.33
2019-05-05 | 18:00 | 18 | 1 | 0.27
2019-05-05 | 19:00 | 19 | 1 | 0.36
2019-05-05 | 20:00 | 20 | 1 | 0.3
2019-05-05 | 21:00 | 21 | 1 | 0.35
2019-05-05 | 22:00 | 22 | 1 | 0.33
2019-05-05 | 23:00 | 23 | 1 | 0.34
2019-05-06 | 0:00 | 0 | 2 | 0.35
2019-05-06 | 1:00 | 1 | 2 | 0.36
2019-05-06 | 2:00 | 2 | 2 | 0.36
2019-05-06 | 3:00 | 3 | 2 | 0.35
2019-05-06 | 4:00 | 4 | 2 | 0.36
2019-05-06 | 5:00 | 5 | 2 | 0.38
2019-05-06 | 6:00 | 6 | 2 | 0.37
2019-05-06 | 7:00 | 7 | 2 | 0.36
2019-05-06 | 8:00 | 8 | 2 | 0.33
2019-05-06 | 9:00 | 9 | 2 | 0.3
2019-05-06 | 10:00 | 10 | 2 | 0.31
2019-05-06 | 11:00 | 11 | 2 | 0.27
2019-05-06 | 12:00 | 12 | 2 | 0.29
2019-05-06 | 13:00 | 13 | 2 | 8.69
2019-05-06 | 14:00 | 14 | 2 | -5.92
2019-05-06 | 15:00 | 15 | 2 | -0.24
2019-05-06 | 16:00 | 16 | 2 | 0.36
2019-05-06 | 17:00 | 17 | 2 | 0.14
2019-05-06 | 18:00 | 18 | 2 | 0.26
2019-05-06 | 19:00 | 19 | 2 | 0.19
2019-05-06 | 20:00 | 20 | 2 | 0.31
2019-05-06 | 21:00 | 21 | 2 | 0.21
2019-05-06 | 22:00 | 22 | 2 | 0.37
2019-05-06 | 23:00 | 23 | 2 | 0.17
2019-05-07 | 0:00 | 0 | 3 | 0.36
2019-05-07 | 1:00 | 1 | 3 | 0.18
2019-05-07 | 2:00 | 2 | 3 | 0.32
2019-05-07 | 3:00 | 3 | 3 | 0.2
2019-05-07 | 4:00 | 4 | 3 | 0.35
2019-05-07 | 5:00 | 5 | 3 | 0.21
2019-05-07 | 6:00 | 6 | 3 | 0.39
2019-05-07 | 7:00 | 7 | 3 | 0.25
2019-05-07 | 8:00 | 8 | 3 | 0.37
2019-05-07 | 9:00 | 9 | 3 | 0.27
2019-05-07 | 10:00 | 10 | 3 | 0.4
2019-05-07 | 11:00 | 11 | 3 | 0.29
2019-05-07 | 12:00 | 12 | 3 | 0.35
2019-05-07 | 13:00 | 13 | 3 | 4.86
2019-05-07 | 14:00 | 14 | 3 | 9.46
2019-05-07 | 15:00 | 15 | 3 | 7.87
2019-05-07 | 16:00 | 16 | 3 | 8.58
2019-05-07 | 17:00 | 17 | 3 | 5.72
2019-05-07 | 18:00 | 18 | 3 | 1.5
2019-05-07 | 19:00 | 19 | 3 | 0.36
2019-05-07 | 20:00 | 20 | 3 | 0.37
2019-05-07 | 21:00 | 21 | 3 | 0.33
2019-05-07 | 22:00 | 22 | 3 | 0.4
2019-05-07 | 23:00 | 23 | 3 | 0.33
2019-05-08 | 0:00 | 0 | 4 | 0.42
2019-05-08 | 1:00 | 1 | 4 | 0.38
2019-05-08 | 2:00 | 2 | 4 | 0.41
2019-05-08 | 3:00 | 3 | 4 | 0.35
2019-05-08 | 4:00 | 4 | 4 | 0.38
2019-05-08 | 5:00 | 5 | 4 | 0.37
2019-05-08 | 6:00 | 6 | 4 | 0.38
2019-05-08 | 7:00 | 7 | 4 | 0.36
2019-05-08 | 8:00 | 8 | 4 | -5.21
2019-05-08 | 9:00 | 9 | 4 | 0.35
2019-05-08 | 10:00 | 10 | 4 | 0.31
2019-05-08 | 11:00 | 11 | 4 | 0.34
2019-05-08 | 12:00 | 12 | 4 | 8.52
2019-05-08 | 13:00 | 13 | 4 | -0.36
2019-05-08 | 14:00 | 14 | 4 | 4.76
2019-05-08 | 15:00 | 15 | 4 | 8.21
2019-05-08 | 16:00 | 16 | 4 | 6.97
2019-05-08 | 17:00 | 17 | 4 | 0.38
2019-05-08 | 18:00 | 18 | 4 | 0.22
2019-05-08 | 19:00 | 19 | 4 | 0.38
2019-05-08 | 20:00 | 20 | 4 | 0.22
2019-05-08 | 21:00 | 21 | 4 | 0.39
2019-05-08 | 22:00 | 22 | 4 | 0.26
2019-05-08 | 23:00 | 23 | 4 | 0.4
2019-05-09 | 0:00 | 0 | 5 | 0.27
2019-05-09 | 1:00 | 1 | 5 | 0.43
2019-05-09 | 2:00 | 2 | 5 | 0.3
2019-05-09 | 3:00 | 3 | 5 | 0.46
2019-05-09 | 4:00 | 4 | 5 | 0.36
2019-05-09 | 5:00 | 5 | 5 | 0.51
2019-05-09 | 6:00 | 6 | 5 | -3.97
2019-05-09 | 7:00 | 7 | 5 | 0.53
2019-05-09 | 8:00 | 8 | 5 | 2.55
2019-05-09 | 9:00 | 9 | 5 | 3.39
2019-05-09 | 10:00 | 10 | 5 | 0.64
2019-05-09 | 11:00 | 11 | 5 | 0
2019-05-09 | 12:00 | 12 | 5 | 0
2019-05-09 | 13:00 | 13 | 5 | -11.87
2019-05-09 | 14:00 | 14 | 5 | -10.04
2019-05-09 | 15:00 | 15 | 5 | -0.99
2019-05-09 | 16:00 | 16 | 5 | 0
2019-05-09 | 17:00 | 17 | 5 | 0
2019-05-09 | 18:00 | 18 | 5 | 0
2019-05-09 | 19:00 | 19 | 5 | 0
2019-05-09 | 20:00 | 20 | 5 | 0
2019-05-09 | 21:00 | 21 | 5 | 0
2019-05-09 | 22:00 | 22 | 5 | 0
2019-05-09 | 23:00 | 23 | 5 | 0
2019-05-10 | 0:00 | 0 | 6 | 0
2019-05-10 | 1:00 | 1 | 6 | 0
2019-05-10 | 2:00 | 2 | 6 | 0
2019-05-10 | 3:00 | 3 | 6 | 0
2019-05-10 | 4:00 | 4 | 6 | 0
2019-05-10 | 5:00 | 5 | 6 | 0
2019-05-10 | 6:00 | 6 | 6 | 0
2019-05-10 | 7:00 | 7 | 6 | 0
2019-05-10 | 8:00 | 8 | 6 | 0
2019-05-10 | 9:00 | 9 | 6 | 7.59
2019-05-10 | 10:00 | 10 | 6 | 7.54
2019-05-10 | 11:00 | 11 | 6 | -15.56
2019-05-10 | 12:00 | 12 | 6 | -3.87
2019-05-10 | 13:00 | 13 | 6 | 11.55
2019-05-10 | 14:00 | 14 | 6 | 5.79
2019-05-10 | 15:00 | 15 | 6 | 0.27
2019-05-10 | 16:00 | 16 | 6 | 0
2019-05-10 | 17:00 | 17 | 6 | 0
2019-05-10 | 18:00 | 18 | 6 | 0
2019-05-10 | 19:00 | 19 | 6 | 0
2019-05-10 | 20:00 | 20 | 6 | 0
2019-05-10 | 21:00 | 21 | 6 | 0
2019-05-10 | 22:00 | 22 | 6 | 0
2019-05-10 | 23:00 | 23 | 6 | 0
2019-05-11 | 0:00 | 0 | 7 | 0
2019-05-11 | 1:00 | 1 | 7 | 0
2019-05-11 | 2:00 | 2 | 7 | 0
2019-05-11 | 3:00 | 3 | 7 | 0
2019-05-11 | 4:00 | 4 | 7 | 0
2019-05-11 | 5:00 | 5 | 7 | 0
2019-05-11 | 6:00 | 6 | 7 | 0
2019-05-11 | 7:00 | 7 | 7 | 0
2019-05-11 | 8:00 | 8 | 7 | 0
2019-05-11 | 9:00 | 9 | 7 | 0
2019-05-11 | 10:00 | 10 | 7 | 0
2019-05-11 | 11:00 | 11 | 7 | 0
2019-05-11 | 12:00 | 12 | 7 | 0
2019-05-11 | 13:00 | 13 | 7 | 7.4
2019-05-11 | 14:00 | 14 | 7 | 0.07
2019-05-11 | 15:00 | 15 | 7 | 0
2019-05-11 | 16:00 | 16 | 7 | 0
2019-05-11 | 17:00 | 17 | 7 | 0
2019-05-11 | 18:00 | 18 | 7 | 0
2019-05-11 | 19:00 | 19 | 7 | 0
2019-05-11 | 20:00 | 20 | 7 | 0
2019-05-11 | 21:00 | 21 | 7 | 0
2019-05-11 | 22:00 | 22 | 7 | 0
2019-05-11 | 23:00 | 23 | 7 | 0
2019-05-12 | 0:00 | 0 | 1 | 0
2019-05-12 | 1:00 | 1 | 1 | 0
2019-05-12 | 2:00 | 2 | 1 | 0
2019-05-12 | 3:00 | 3 | 1 | 0
2019-05-12 | 4:00 | 4 | 1 | 0
2019-05-12 | 5:00 | 5 | 1 | 0
2019-05-12 | 6:00 | 6 | 1 | 0
2019-05-12 | 7:00 | 7 | 1 | 0
2019-05-12 | 8:00 | 8 | 1 | 0
2019-05-12 | 9:00 | 9 | 1 | 0
2019-05-12 | 10:00 | 10 | 1 | 0
2019-05-12 | 11:00 | 11 | 1 | 0
2019-05-12 | 12:00 | 12 | 1 | 0
2019-05-12 | 13:00 | 13 | 1 | 0
2019-05-12 | 14:00 | 14 | 1 | 0
2019-05-12 | 15:00 | 15 | 1 | 0
2019-05-12 | 16:00 | 16 | 1 | 0
2019-05-12 | 17:00 | 17 | 1 | 0
2019-05-12 | 18:00 | 18 | 1 | 0
2019-05-12 | 19:00 | 19 | 1 | 0
2019-05-12 | 20:00 | 20 | 1 | 0
2019-05-12 | 21:00 | 21 | 1 | 0
2019-05-12 | 22:00 | 22 | 1 | 0
2019-05-12 | 23:00 | 23 | 1 | 0
2019-05-13 | 0:00 | 0 | 2 | 0
2019-05-13 | 1:00 | 1 | 2 | 0
2019-05-13 | 2:00 | 2 | 2 | 0
2019-05-13 | 3:00 | 3 | 2 | 0
2019-05-13 | 4:00 | 4 | 2 | 0
2019-05-13 | 5:00 | 5 | 2 | 0
2019-05-13 | 6:00 | 6 | 2 | 0
2019-05-13 | 7:00 | 7 | 2 | 0
2019-05-13 | 8:00 | 8 | 2 | 0
2019-05-13 | 9:00 | 9 | 2 | 0
2019-05-13 | 10:00 | 10 | 2 | 0
2019-05-13 | 11:00 | 11 | 2 | 0
2019-05-13 | 12:00 | 12 | 2 | 0
2019-05-13 | 13:00 | 13 | 2 | 8.72
2019-05-13 | 14:00 | 14 | 2 | 8.68
2019-05-13 | 15:00 | 15 | 2 | 8.68
2019-05-13 | 16:00 | 16 | 2 | -10.51
2019-05-13 | 17:00 | 17 | 2 | -0.17
2019-05-13 | 18:00 | 18 | 2 | 0
2019-05-13 | 19:00 | 19 | 2 | 0
2019-05-13 | 20:00 | 20 | 2 | 0
2019-05-13 | 21:00 | 21 | 2 | 0
2019-05-13 | 22:00 | 22 | 2 | 0
2019-05-13 | 23:00 | 23 | 2 | 0
2019-05-14 | 0:00 | 0 | 3 | 0
2019-05-14 | 1:00 | 1 | 3 | 0
2019-05-14 | 2:00 | 2 | 3 | 1.24
2019-05-14 | 3:00 | 3 | 3 | 0
2019-05-14 | 4:00 | 4 | 3 | 0
2019-05-14 | 5:00 | 5 | 3 | 0
2019-05-14 | 6:00 | 6 | 3 | 0
2019-05-14 | 7:00 | 7 | 3 | 0
2019-05-14 | 8:00 | 8 | 3 | 0
2019-05-14 | 9:00 | 9 | 3 | 0
2019-05-14 | 10:00 | 10 | 3 | 0
2019-05-14 | 11:00 | 11 | 3 | 0
2019-05-14 | 12:00 | 12 | 3 | 0
2019-05-14 | 13:00 | 13 | 3 | -4.61
2019-05-14 | 14:00 | 14 | 3 | -0.14
2019-05-14 | 15:00 | 15 | 3 | 0
2019-05-14 | 16:00 | 16 | 3 | 0
2019-05-14 | 17:00 | 17 | 3 | 0
2019-05-14 | 18:00 | 18 | 3 | 0
2019-05-14 | 19:00 | 19 | 3 | 0
2019-05-14 | 20:00 | 20 | 3 | 0
2019-05-14 | 21:00 | 21 | 3 | 0
2019-05-14 | 22:00 | 22 | 3 | 0
2019-05-14 | 23:00 | 23 | 3 | 0
2019-05-15 | 0:00 | 0 | 4 | 0
2019-05-15 | 1:00 | 1 | 4 | 0
2019-05-15 | 2:00 | 2 | 4 | 0
2019-05-15 | 3:00 | 3 | 4 | 0
2019-05-15 | 4:00 | 4 | 4 | 0
2019-05-15 | 5:00 | 5 | 4 | 0
2019-05-15 | 6:00 | 6 | 4 | 0
2019-05-15 | 7:00 | 7 | 4 | 0
2019-05-15 | 8:00 | 8 | 4 | 0
2019-05-15 | 9:00 | 9 | 4 | 0
2019-05-15 | 10:00 | 10 | 4 | 0
2019-05-15 | 11:00 | 11 | 4 | 0
2019-05-15 | 12:00 | 12 | 4 | 0
2019-05-15 | 13:00 | 13 | 4 | 3.68
2019-05-15 | 14:00 | 14 | 4 | 1.97
2019-05-15 | 15:00 | 15 | 4 | 8.94
2019-05-15 | 16:00 | 16 | 4 | 7.08
2019-05-15 | 17:00 | 17 | 4 | 6.58
2019-05-15 | 18:00 | 18 | 4 | 0.22
2019-05-15 | 19:00 | 19 | 4 | 0
2019-05-15 | 20:00 | 20 | 4 | 0
2019-05-15 | 21:00 | 21 | 4 | 0
2019-05-15 | 22:00 | 22 | 4 | 0
2019-05-15 | 23:00 | 23 | 4 | 0
2019-05-16 | 0:00 | 0 | 5 | 0
2019-05-16 | 1:00 | 1 | 5 | 0
2019-05-16 | 2:00 | 2 | 5 | 0
2019-05-16 | 3:00 | 3 | 5 | 0
2019-05-16 | 4:00 | 4 | 5 | 0
2019-05-16 | 5:00 | 5 | 5 | 0
2019-05-16 | 6:00 | 6 | 5 | 1.12
2019-05-16 | 7:00 | 7 | 5 | 0
2019-05-16 | 8:00 | 8 | 5 | 3.04
2019-05-16 | 9:00 | 9 | 5 | 0
2019-05-16 | 10:00 | 10 | 5 | 0
2019-05-16 | 11:00 | 11 | 5 | -13.92
2019-05-16 | 12:00 | 12 | 5 | -0.48
2019-05-16 | 13:00 | 13 | 5 | 2.04
2019-05-16 | 14:00 | 14 | 5 | 0
2019-05-16 | 15:00 | 15 | 5 | 0
2019-05-16 | 16:00 | 16 | 5 | 0
2019-05-16 | 17:00 | 17 | 5 | 0
2019-05-16 | 18:00 | 18 | 5 | 0
2019-05-16 | 19:00 | 19 | 5 | 0
2019-05-16 | 20:00 | 20 | 5 | 0
2019-05-16 | 21:00 | 21 | 5 | 0
2019-05-16 | 22:00 | 22 | 5 | 0
2019-05-16 | 23:00 | 23 | 5 | 0
2019-05-17 | 0:00 | 0 | 6 | 0
2019-05-17 | 1:00 | 1 | 6 | 0
2019-05-17 | 2:00 | 2 | 6 | 0
2019-05-17 | 3:00 | 3 | 6 | 0
2019-05-17 | 4:00 | 4 | 6 | 0
2019-05-17 | 5:00 | 5 | 6 | 0
2019-05-17 | 6:00 | 6 | 6 | 0
2019-05-17 | 7:00 | 7 | 6 | 0
2019-05-17 | 8:00 | 8 | 6 | 0
2019-05-17 | 9:00 | 9 | 6 | 0
2019-05-17 | 10:00 | 10 | 6 | 0
2019-05-17 | 11:00 | 11 | 6 | 0.37
2019-05-17 | 12:00 | 12 | 6 | 0.77
2019-05-17 | 13:00 | 13 | 6 | 0.71
2019-05-17 | 14:00 | 14 | 6 | 0.72
2019-05-17 | 15:00 | 15 | 6 | 0.75
2019-05-17 | 16:00 | 16 | 6 | 0
2019-05-17 | 17:00 | 17 | 6 | 0
2019-05-17 | 18:00 | 18 | 6 | 0
2019-05-17 | 19:00 | 19 | 6 | 0
2019-05-17 | 20:00 | 20 | 6 | 0
2019-05-17 | 21:00 | 21 | 6 | 0
2019-05-17 | 22:00 | 22 | 6 | 0
2019-05-17 | 23:00 | 23 | 6 | 0
2019-05-18 | 0:00 | 0 | 7 | 0
2019-05-18 | 1:00 | 1 | 7 | 0
2019-05-18 | 2:00 | 2 | 7 | 0
2019-05-18 | 3:00 | 3 | 7 | 0
2019-05-18 | 4:00 | 4 | 7 | 0
2019-05-18 | 5:00 | 5 | 7 | 0
2019-05-18 | 6:00 | 6 | 7 | 0
2019-05-18 | 7:00 | 7 | 7 | 0
2019-05-18 | 8:00 | 8 | 7 | 0
2019-05-18 | 9:00 | 9 | 7 | 0
2019-05-18 | 10:00 | 10 | 7 | 0
2019-05-18 | 11:00 | 11 | 7 | 0
2019-05-18 | 12:00 | 12 | 7 | 0
2019-05-18 | 13:00 | 13 | 7 | 0
2019-05-18 | 14:00 | 14 | 7 | 0
2019-05-18 | 15:00 | 15 | 7 | 0
2019-05-18 | 16:00 | 16 | 7 | 0
2019-05-18 | 17:00 | 17 | 7 | 0
2019-05-18 | 18:00 | 18 | 7 | 0
2019-05-18 | 19:00 | 19 | 7 | 0
2019-05-18 | 20:00 | 20 | 7 | 0
2019-05-18 | 21:00 | 21 | 7 | 0
2019-05-18 | 22:00 | 22 | 7 | 0
2019-05-18 | 23:00 | 23 | 7 | 0
2019-05-19 | 0:00 | 0 | 1 | 0
2019-05-19 | 1:00 | 1 | 1 | 0
2019-05-19 | 2:00 | 2 | 1 | 0
2019-05-19 | 3:00 | 3 | 1 | 0
2019-05-19 | 4:00 | 4 | 1 | 0
2019-05-19 | 5:00 | 5 | 1 | 0
2019-05-19 | 6:00 | 6 | 1 | 0
2019-05-19 | 7:00 | 7 | 1 | 0
2019-05-19 | 8:00 | 8 | 1 | 0
2019-05-19 | 9:00 | 9 | 1 | 0
2019-05-19 | 10:00 | 10 | 1 | 0
2019-05-19 | 11:00 | 11 | 1 | 0
2019-05-19 | 12:00 | 12 | 1 | 0
2019-05-19 | 13:00 | 13 | 1 | 0
2019-05-19 | 14:00 | 14 | 1 | 0
2019-05-19 | 15:00 | 15 | 1 | 0
2019-05-19 | 16:00 | 16 | 1 | 0
2019-05-19 | 17:00 | 17 | 1 | 0
2019-05-19 | 18:00 | 18 | 1 | 0
2019-05-19 | 19:00 | 19 | 1 | 0
2019-05-19 | 20:00 | 20 | 1 | 0
2019-05-19 | 21:00 | 21 | 1 | 0
2019-05-19 | 22:00 | 22 | 1 | 0
2019-05-19 | 23:00 | 23 | 1 | 0
2019-05-20 | 0:00 | 0 | 2 | 0
2019-05-20 | 1:00 | 1 | 2 | 0
2019-05-20 | 2:00 | 2 | 2 | 0
2019-05-20 | 3:00 | 3 | 2 | 0
2019-05-20 | 4:00 | 4 | 2 | 0
2019-05-20 | 5:00 | 5 | 2 | 0
2019-05-20 | 6:00 | 6 | 2 | 0
2019-05-20 | 7:00 | 7 | 2 | 0.49
2019-05-20 | 8:00 | 8 | 2 | 0
2019-05-20 | 9:00 | 9 | 2 | 0
2019-05-20 | 10:00 | 10 | 2 | 0
2019-05-20 | 11:00 | 11 | 2 | 0
2019-05-20 | 12:00 | 12 | 2 | 0
2019-05-20 | 13:00 | 13 | 2 | 0.39
2019-05-20 | 14:00 | 14 | 2 | 0
2019-05-20 | 15:00 | 15 | 2 | 0
2019-05-20 | 16:00 | 16 | 2 | 0
2019-05-20 | 17:00 | 17 | 2 | 0
2019-05-20 | 18:00 | 18 | 2 | 0
2019-05-20 | 19:00 | 19 | 2 | 0
2019-05-20 | 20:00 | 20 | 2 | 0
2019-05-20 | 21:00 | 21 | 2 | 0
2019-05-20 | 22:00 | 22 | 2 | 0
2019-05-20 | 23:00 | 23 | 2 | 0
2019-05-21 | 0:00 | 0 | 3 | 0
2019-05-21 | 1:00 | 1 | 3 | 0
2019-05-21 | 2:00 | 2 | 3 | 0
2019-05-21 | 3:00 | 3 | 3 | 0
2019-05-21 | 4:00 | 4 | 3 | 0
2019-05-21 | 5:00 | 5 | 3 | 0
2019-05-21 | 6:00 | 6 | 3 | 0
2019-05-21 | 7:00 | 7 | 3 | 0
2019-05-21 | 8:00 | 8 | 3 | 0
2019-05-21 | 9:00 | 9 | 3 | 0
2019-05-21 | 10:00 | 10 | 3 | 0
2019-05-21 | 11:00 | 11 | 3 | 0.02
2019-05-21 | 12:00 | 12 | 3 | 0
2019-05-21 | 13:00 | 13 | 3 | 4.55
2019-05-21 | 14:00 | 14 | 3 | 4.83
2019-05-21 | 15:00 | 15 | 3 | 0.95
2019-05-21 | 16:00 | 16 | 3 | 7.53
2019-05-21 | 17:00 | 17 | 3 | 7.05
2019-05-21 | 18:00 | 18 | 3 | 0.02
2019-05-21 | 19:00 | 19 | 3 | 0.05
2019-05-21 | 20:00 | 20 | 3 | 0.05
2019-05-21 | 21:00 | 21 | 3 | 0.04
2019-05-21 | 22:00 | 22 | 3 | 0.05
2019-05-21 | 23:00 | 23 | 3 | 0.05
2019-05-22 | 0:00 | 0 | 4 | 0.06
2019-05-22 | 1:00 | 1 | 4 | 0.08
2019-05-22 | 2:00 | 2 | 4 | 0.05
2019-05-22 | 3:00 | 3 | 4 | 0.05
2019-05-22 | 4:00 | 4 | 4 | 0.07
2019-05-22 | 5:00 | 5 | 4 | 0.06
2019-05-22 | 6:00 | 6 | 4 | 0.05
2019-05-22 | 7:00 | 7 | 4 | 0.05
2019-05-22 | 8:00 | 8 | 4 | 0.02
2019-05-22 | 9:00 | 9 | 4 | 0
2019-05-22 | 10:00 | 10 | 4 | 0
2019-05-22 | 11:00 | 11 | 4 | 0
2019-05-22 | 12:00 | 12 | 4 | 0
2019-05-22 | 13:00 | 13 | 4 | 6.98
2019-05-22 | 14:00 | 14 | 4 | 1.38
2019-05-22 | 15:00 | 15 | 4 | 4.87
2019-05-22 | 16:00 | 16 | 4 | 2.64
2019-05-22 | 17:00 | 17 | 4 | 0
2019-05-22 | 18:00 | 18 | 4 | 0
2019-05-22 | 19:00 | 19 | 4 | 0
2019-05-22 | 20:00 | 20 | 4 | 0
2019-05-22 | 21:00 | 21 | 4 | 0
2019-05-22 | 22:00 | 22 | 4 | 0.02
2019-05-22 | 23:00 | 23 | 4 | 0.04
2019-05-23 | 0:00 | 0 | 5 | 0.02
2019-05-23 | 1:00 | 1 | 5 | 0.05
2019-05-23 | 2:00 | 2 | 5 | 0.05
2019-05-23 | 3:00 | 3 | 5 | 0.11
2019-05-23 | 4:00 | 4 | 5 | 0.06
2019-05-23 | 5:00 | 5 | 5 | 0.1
2019-05-23 | 6:00 | 6 | 5 | 0.08
2019-05-23 | 7:00 | 7 | 5 | 0.06
2019-05-23 | 8:00 | 8 | 5 | 0.05
2019-05-23 | 9:00 | 9 | 5 | 0.02
2019-05-23 | 10:00 | 10 | 5 | 0.02
2019-05-23 | 11:00 | 11 | 5 | 0
2019-05-23 | 12:00 | 12 | 5 | 0.03
2019-05-23 | 13:00 | 13 | 5 | 6.95
2019-05-23 | 14:00 | 14 | 5 | 6.99
2019-05-23 | 15:00 | 15 | 5 | 5.35
2019-05-23 | 16:00 | 16 | 5 | 0.01
2019-05-23 | 17:00 | 17 | 5 | 0
2019-05-23 | 18:00 | 18 | 5 | 0.04
2019-05-23 | 19:00 | 19 | 5 | 0.04
2019-05-23 | 20:00 | 20 | 5 | 0.02
2019-05-23 | 21:00 | 21 | 5 | 0.04
2019-05-23 | 22:00 | 22 | 5 | 0.02
2019-05-23 | 23:00 | 23 | 5 | 0.02
2019-05-24 | 0:00 | 0 | 6 | 0.02
2019-05-24 | 1:00 | 1 | 6 | 0.02
2019-05-24 | 2:00 | 2 | 6 | 0.02
2019-05-24 | 3:00 | 3 | 6 | 0.02
2019-05-24 | 4:00 | 4 | 6 | 0.05
2019-05-24 | 5:00 | 5 | 6 | 0.02
2019-05-24 | 6:00 | 6 | 6 | 0.05
2019-05-24 | 7:00 | 7 | 6 | 0.02
2019-05-24 | 8:00 | 8 | 6 | 0.02
2019-05-24 | 9:00 | 9 | 6 | 0.02
2019-05-24 | 10:00 | 10 | 6 | 0.01
2019-05-24 | 11:00 | 11 | 6 | 0
2019-05-24 | 12:00 | 12 | 6 | 0
2019-05-24 | 13:00 | 13 | 6 | 0.02
2019-05-24 | 14:00 | 14 | 6 | 0
2019-05-24 | 15:00 | 15 | 6 | 0
2019-05-24 | 16:00 | 16 | 6 | 0
2019-05-24 | 17:00 | 17 | 6 | 0
2019-05-24 | 18:00 | 18 | 6 | 0
2019-05-24 | 19:00 | 19 | 6 | 0
2019-05-24 | 20:00 | 20 | 6 | 0
2019-05-24 | 21:00 | 21 | 6 | 0
2019-05-24 | 22:00 | 22 | 6 | 0
2019-05-24 | 23:00 | 23 | 6 | 0
2019-05-25 | 0:00 | 0 | 7 | 0
2019-05-25 | 1:00 | 1 | 7 | 0
2019-05-25 | 2:00 | 2 | 7 | 0
2019-05-25 | 3:00 | 3 | 7 | 0
2019-05-25 | 4:00 | 4 | 7 | 0
2019-05-25 | 5:00 | 5 | 7 | 0
2019-05-25 | 6:00 | 6 | 7 | 0
2019-05-25 | 7:00 | 7 | 7 | 0
2019-05-25 | 8:00 | 8 | 7 | 0
2019-05-25 | 9:00 | 9 | 7 | 0
2019-05-25 | 10:00 | 10 | 7 | 0
2019-05-25 | 11:00 | 11 | 7 | 0.99
2019-05-25 | 12:00 | 12 | 7 | 0
2019-05-25 | 13:00 | 13 | 7 | 0
2019-05-25 | 14:00 | 14 | 7 | 0
2019-05-25 | 15:00 | 15 | 7 | 0
2019-05-25 | 16:00 | 16 | 7 | 0
2019-05-25 | 17:00 | 17 | 7 | 0
2019-05-25 | 18:00 | 18 | 7 | 0
2019-05-25 | 19:00 | 19 | 7 | 0
2019-05-25 | 20:00 | 20 | 7 | 0
2019-05-25 | 21:00 | 21 | 7 | 0
2019-05-25 | 22:00 | 22 | 7 | 0
2019-05-25 | 23:00 | 23 | 7 | 0
2019-05-26 | 0:00 | 0 | 1 | 0
2019-05-26 | 1:00 | 1 | 1 | 0
2019-05-26 | 2:00 | 2 | 1 | 0
2019-05-26 | 3:00 | 3 | 1 | 0
2019-05-26 | 4:00 | 4 | 1 | 7.83
2019-05-26 | 5:00 | 5 | 1 | 7.76
2019-05-26 | 6:00 | 6 | 1 | 3.18
2019-05-26 | 7:00 | 7 | 1 | 0.16
2019-05-26 | 8:00 | 8 | 1 | 0
2019-05-26 | 9:00 | 9 | 1 | 0
2019-05-26 | 10:00 | 10 | 1 | 0
2019-05-26 | 11:00 | 11 | 1 | 0
2019-05-26 | 12:00 | 12 | 1 | 6.95
2019-05-26 | 13:00 | 13 | 1 | 6.84
2019-05-26 | 14:00 | 14 | 1 | 6.34
2019-05-26 | 15:00 | 15 | 1 | 0.19
2019-05-26 | 16:00 | 16 | 1 | 0
2019-05-26 | 17:00 | 17 | 1 | 0
2019-05-26 | 18:00 | 18 | 1 | 0
2019-05-26 | 19:00 | 19 | 1 | 0
2019-05-26 | 20:00 | 20 | 1 | 0
2019-05-26 | 21:00 | 21 | 1 | 0
2019-05-26 | 22:00 | 22 | 1 | 0
2019-05-26 | 23:00 | 23 | 1 | 0
2019-05-27 | 0:00 | 0 | 2 | 0
2019-05-27 | 1:00 | 1 | 2 | 0
2019-05-27 | 2:00 | 2 | 2 | 0
2019-05-27 | 3:00 | 3 | 2 | 0
2019-05-27 | 4:00 | 4 | 2 | 0
2019-05-27 | 5:00 | 5 | 2 | 0
2019-05-27 | 6:00 | 6 | 2 | 0.76
2019-05-27 | 7:00 | 7 | 2 | 1.36
2019-05-27 | 8:00 | 8 | 2 | 0.51
2019-05-27 | 9:00 | 9 | 2 | 0
2019-05-27 | 10:00 | 10 | 2 | 0.99
2019-05-27 | 11:00 | 11 | 2 | 0.47
2019-05-27 | 12:00 | 12 | 2 | 1.67
2019-05-27 | 13:00 | 13 | 2 | -10.3
2019-05-27 | 14:00 | 14 | 2 | 4.31
2019-05-27 | 15:00 | 15 | 2 | 5.44
2019-05-27 | 16:00 | 16 | 2 | 1.67
2019-05-27 | 17:00 | 17 | 2 | 0
2019-05-27 | 18:00 | 18 | 2 | 0
2019-05-27 | 19:00 | 19 | 2 | 0.07
2019-05-27 | 20:00 | 20 | 2 | 0.08
2019-05-27 | 21:00 | 21 | 2 | 0.08
2019-05-27 | 22:00 | 22 | 2 | 0.08
2019-05-27 | 23:00 | 23 | 2 | 0
2019-05-28 | 0:00 | 0 | 3 | 0
2019-05-28 | 1:00 | 1 | 3 | 0.07
2019-05-28 | 2:00 | 2 | 3 | 0.08
2019-05-28 | 3:00 | 3 | 3 | 0.08
2019-05-28 | 4:00 | 4 | 3 | 0.08
2019-05-28 | 5:00 | 5 | 3 | 0.07
2019-05-28 | 6:00 | 6 | 3 | 0.07
2019-05-28 | 7:00 | 7 | 3 | 0.07
2019-05-28 | 8:00 | 8 | 3 | 0.07
2019-05-28 | 9:00 | 9 | 3 | 0.07
2019-05-28 | 10:00 | 10 | 3 | 0.11
2019-05-28 | 11:00 | 11 | 3 | 0.07
2019-05-28 | 12:00 | 12 | 3 | 0.08
2019-05-28 | 13:00 | 13 | 3 | 0.07
2019-05-28 | 14:00 | 14 | 3 | 0.07
2019-05-28 | 15:00 | 15 | 3 | 0.08
2019-05-28 | 16:00 | 16 | 3 | 0.07
2019-05-28 | 17:00 | 17 | 3 | 0.08
2019-05-28 | 18:00 | 18 | 3 | 0.07
2019-05-28 | 19:00 | 19 | 3 | 0.07
2019-05-28 | 20:00 | 20 | 3 | 0.07
2019-05-28 | 21:00 | 21 | 3 | 0.08
2019-05-28 | 22:00 | 22 | 3 | 0.08
2019-05-28 | 23:00 | 23 | 3 | 0.06
2019-05-29 | 0:00 | 0 | 4 | 0.07
2019-05-29 | 1:00 | 1 | 4 | 0.06
2019-05-29 | 2:00 | 2 | 4 | 0.07
2019-05-29 | 3:00 | 3 | 4 | 0.04
2019-05-29 | 4:00 | 4 | 4 | 0.07
2019-05-29 | 5:00 | 5 | 4 | 0.07
2019-05-29 | 6:00 | 6 | 4 | 0.07
2019-05-29 | 7:00 | 7 | 4 | 0.07
2019-05-29 | 8:00 | 8 | 4 | 0.08
2019-05-29 | 9:00 | 9 | 4 | 0.11
2019-05-29 | 10:00 | 10 | 4 | 0.11
2019-05-29 | 11:00 | 11 | 4 | 0.07
2019-05-29 | 12:00 | 12 | 4 | 0.07
2019-05-29 | 13:00 | 13 | 4 | 0.11
2019-05-29 | 14:00 | 14 | 4 | 0.11
2019-05-29 | 15:00 | 15 | 4 | 0.08
2019-05-29 | 16:00 | 16 | 4 | 0.11
2019-05-29 | 17:00 | 17 | 4 | 0.11
2019-05-29 | 18:00 | 18 | 4 | 0.08
2019-05-29 | 19:00 | 19 | 4 | 0.07
2019-05-29 | 20:00 | 20 | 4 | 0.07
2019-05-29 | 21:00 | 21 | 4 | 0.07
2019-05-29 | 22:00 | 22 | 4 | 0.07
2019-05-29 | 23:00 | 23 | 4 | 0.07
2019-05-30 | 0:00 | 0 | 5 | 0.07
2019-05-30 | 1:00 | 1 | 5 | 0.07
2019-05-30 | 2:00 | 2 | 5 | 0.07
2019-05-30 | 3:00 | 3 | 5 | 0.07
2019-05-30 | 4:00 | 4 | 5 | 0.07
2019-05-30 | 5:00 | 5 | 5 | 0.07
2019-05-30 | 6:00 | 6 | 5 | 0.07
2019-05-30 | 7:00 | 7 | 5 | 0.07
2019-05-30 | 8:00 | 8 | 5 | 0.09
2019-05-30 | 9:00 | 9 | 5 | 0.07
2019-05-30 | 10:00 | 10 | 5 | 0.06
2019-05-30 | 11:00 | 11 | 5 | 0.03
2019-05-30 | 12:00 | 12 | 5 | 0.03
2019-05-30 | 13:00 | 13 | 5 | 0.05
2019-05-30 | 14:00 | 14 | 5 | 0.02
2019-05-30 | 15:00 | 15 | 5 | 0.03
2019-05-30 | 16:00 | 16 | 5 | 0.06
2019-05-30 | 17:00 | 17 | 5 | 0.07
2019-05-30 | 18:00 | 18 | 5 | 0.08
2019-05-30 | 19:00 | 19 | 5 | 0.08
2019-05-30 | 20:00 | 20 | 5 | 0.08
2019-05-30 | 21:00 | 21 | 5 | 0.04
2019-05-30 | 22:00 | 22 | 5 | 0.04
2019-05-30 | 23:00 | 23 | 5 | 0.04
2019-05-31 | 0:00 | 0 | 6 | 0
2019-05-31 | 1:00 | 1 | 6 | 0
2019-05-31 | 2:00 | 2 | 6 | 0
2019-05-31 | 3:00 | 3 | 6 | 0
2019-05-31 | 4:00 | 4 | 6 | 0
2019-05-31 | 5:00 | 5 | 6 | 0
2019-05-31 | 6:00 | 6 | 6 | 0
2019-05-31 | 7:00 | 7 | 6 | 0.11
2019-05-31 | 8:00 | 8 | 6 | 0.07
2019-05-31 | 9:00 | 9 | 6 | 0.07
2019-05-31 | 10:00 | 10 | 6 | 0.07
2019-05-31 | 11:00 | 11 | 6 | 0.07
2019-05-31 | 12:00 | 12 | 6 | 0.07
2019-05-31 | 13:00 | 13 | 6 | 0.07
2019-05-31 | 14:00 | 14 | 6 | 0.07
2019-05-31 | 15:00 | 15 | 6 | 0.11
2019-05-31 | 16:00 | 16 | 6 | 0.08
2019-05-31 | 17:00 | 17 | 6 | 0.07
2019-05-31 | 18:00 | 18 | 6 | 0.07
2019-05-31 | 19:00 | 19 | 6 | 0.07
2019-05-31 | 20:00 | 20 | 6 | 0.08
2019-05-31 | 21:00 | 21 | 6 | 0.08
2019-05-31 | 22:00 | 22 | 6 | 0.08
2019-05-31 | 23:00 | 23 | 6 | 0.07
2019-06-01 | 0:00 | 0 | 7 | 0.07
2019-06-01 | 1:00 | 1 | 7 | 0.08
2019-06-01 | 2:00 | 2 | 7 | 0.07
2019-06-01 | 3:00 | 3 | 7 | 0.07
2019-06-01 | 4:00 | 4 | 7 | 0.04
2019-06-01 | 5:00 | 5 | 7 | 0.07
2019-06-01 | 6:00 | 6 | 7 | 0.07
2019-06-01 | 7:00 | 7 | 7 | 0.07
2019-06-01 | 8:00 | 8 | 7 | 0.07
2019-06-01 | 9:00 | 9 | 7 | 0.07
2019-06-01 | 10:00 | 10 | 7 | 0.07
2019-06-01 | 11:00 | 11 | 7 | 0.07
2019-06-01 | 12:00 | 12 | 7 | 0.07
2019-06-01 | 13:00 | 13 | 7 | 0.08
2019-06-01 | 14:00 | 14 | 7 | 0.07
2019-06-01 | 15:00 | 15 | 7 | 0.08
2019-06-01 | 16:00 | 16 | 7 | 0.06
2019-06-01 | 17:00 | 17 | 7 | 0.07
2019-06-01 | 18:00 | 18 | 7 | 0.08
2019-06-01 | 19:00 | 19 | 7 | 0.07
2019-06-01 | 20:00 | 20 | 7 | 0.07
2019-06-01 | 21:00 | 21 | 7 | 0.08
2019-06-01 | 22:00 | 22 | 7 | 0.08
2019-06-01 | 23:00 | 23 | 7 | 0.04
2019-06-02 | 0:00 | 0 | 1 | 0.07
2019-06-02 | 1:00 | 1 | 1 | 0.07
2019-06-02 | 2:00 | 2 | 1 | 0.09
2019-06-02 | 3:00 | 3 | 1 | 0.08
2019-06-02 | 4:00 | 4 | 1 | 0.07
2019-06-02 | 5:00 | 5 | 1 | 0.07
2019-06-02 | 6:00 | 6 | 1 | 0.08
2019-06-02 | 7:00 | 7 | 1 | 0.07
2019-06-02 | 8:00 | 8 | 1 | 0.07
2019-06-02 | 9:00 | 9 | 1 | 0.07
2019-06-02 | 10:00 | 10 | 1 | 0.07
2019-06-02 | 11:00 | 11 | 1 | 0.09
2019-06-02 | 12:00 | 12 | 1 | 0.07
2019-06-02 | 13:00 | 13 | 1 | 0.11
2019-06-02 | 14:00 | 14 | 1 | 0.07
2019-06-02 | 15:00 | 15 | 1 | 0.07
2019-06-02 | 16:00 | 16 | 1 | 0.07
2019-06-02 | 17:00 | 17 | 1 | 0.11
2019-06-02 | 18:00 | 18 | 1 | 0
2019-06-02 | 19:00 | 19 | 1 | 0.07
2019-06-02 | 20:00 | 20 | 1 | 0.07
2019-06-02 | 21:00 | 21 | 1 | 0
2019-06-02 | 22:00 | 22 | 1 | 0
2019-06-02 | 23:00 | 23 | 1 | 0
2019-06-03 | 0:00 | 0 | 2 | 0
2019-06-03 | 1:00 | 1 | 2 | 0
2019-06-03 | 2:00 | 2 | 2 | 0
2019-06-03 | 3:00 | 3 | 2 | 0
2019-06-03 | 4:00 | 4 | 2 | 0
2019-06-03 | 5:00 | 5 | 2 | 0.11
2019-06-03 | 6:00 | 6 | 2 | 0.07
2019-06-03 | 7:00 | 7 | 2 | 0.11
2019-06-03 | 8:00 | 8 | 2 | 0.07
2019-06-03 | 9:00 | 9 | 2 | 0.12
2019-06-03 | 10:00 | 10 | 2 | 0.07
2019-06-03 | 11:00 | 11 | 2 | 0.07
2019-06-03 | 12:00 | 12 | 2 | 0
2019-06-03 | 13:00 | 13 | 2 | 1.69
2019-06-03 | 14:00 | 14 | 2 | 18.2
2019-06-03 | 15:00 | 15 | 2 | 13.57
2019-06-03 | 16:00 | 16 | 2 | 5.35
2019-06-03 | 17:00 | 17 | 2 | 0.15
2019-06-03 | 18:00 | 18 | 2 | 0
2019-06-03 | 19:00 | 19 | 2 | 0
2019-06-03 | 20:00 | 20 | 2 | 0
2019-06-03 | 21:00 | 21 | 2 | 0
2019-06-03 | 22:00 | 22 | 2 | 0
2019-06-03 | 23:00 | 23 | 2 | 0
2019-06-04 | 0:00 | 0 | 3 | 0
2019-06-04 | 1:00 | 1 | 3 | 0
2019-06-04 | 2:00 | 2 | 3 | 0
2019-06-04 | 3:00 | 3 | 3 | 0
2019-06-04 | 4:00 | 4 | 3 | 0
2019-06-04 | 5:00 | 5 | 3 | 0
2019-06-04 | 6:00 | 6 | 3 | 0.16
2019-06-04 | 7:00 | 7 | 3 | 0
2019-06-04 | 8:00 | 8 | 3 | 0
2019-06-04 | 9:00 | 9 | 3 | 0
2019-06-04 | 10:00 | 10 | 3 | 0
2019-06-04 | 11:00 | 11 | 3 | 0

## Step 3. Results
Day | Average Hourly Electricity (kWh) | Average Daily Weekday Energy Use (kWh) | Annual Weekday Energy Use (kWh/year) | Total Annual Electricity Usage (kWh/year)
Monday | 10.5454 | 245.7427 | 64138.8417 | 87132.6086
Tuesday | 8.5144
Wednesday | 10.1197 | Average Daily Weekend Energy Use (kWh) | Annual Weekend Energy Use (kWh/year) | Approximate % of Total Lighting Load that was Measured
Thursday | 11.7505 | 221.0939 | 22993.7669 | 0.66667
Friday | 10.2663
Saturday | 9.1941 |  |  | Remaining Unmeasured Lighting Load (kWh/year)
Sunday | 9.2304 |  |  | 43566.3043
Total Days used in Measurement Period
588

## Step 3a. Hourly Results
Average kWh per HOUR
DAY | 0 | 1 | 2 | 3 | 4 | 5 | 6 | 7 | 8 | 9 | 10 | 11 | 12 | 13 | 14 | 15 | 16 | 17 | 18 | 19 | 20 | 21 | 22 | 23 | Total
Sunday | 7.5721 | 7.782 | 10.2829 | 11.4264 | 13.1664 | 13.0414 | 12.5571 | 12.3221 | 12.075 | 12.4629 | 9.5521 | 7.9836 | 7.7543 | 7.7093 | 7.5193 | 7.1714 | 7.7814 | 7.1279 | 8.5029 | 7.365 | 7.4407 | 7.9236 | 7.7021 | 7.3079 | 221.5299
Monday | 7.6921 | 8.3879 | 9.8979 | 10.6379 | 10.8993 | 11.57 | 11.1579 | 12.0843 | 15.6 | 15.8236 | 14.8421 | 13.3843 | 12.5671 | 13.56 | 14.865 | 12.5029 | 8.12 | 7.5957 | 7.1864 | 7.5957 | 6.9557 | 7.3221 | 6.5121 | 6.33 | 253.09
Tuesday | 6.725 | 6.1607 | 6.5221 | 6.5743 | 6.3193 | 6.8393 | 6.605 | 7.6979 | 10.575 | 10.985 | 11.4957 | 10.1346 | 10.1858 | 9.9425 | 10.755 | 11.2362 | 9.2938 | 9.1846 | 8.5277 | 8.3546 | 7.4592 | 7.6954 | 7.4977 | 7.58 | 204.3465
Wednesday | 7.6908 | 7.4115 | 8.2438 | 7.1992 | 8.2908 | 8.1408 | 8.2846 | 8.8969 | 12.6108 | 13.77 | 12.7746 | 13.4946 | 13.9615 | 15.4723 | 14.2169 | 14.1223 | 10.8838 | 9.5931 | 7.8746 | 8.0346 | 8.3046 | 7.7946 | 7.7292 | 8.0762 | 242.8723
Thursday | 7.7162 | 7.9108 | 10.5515 | 13.8338 | 14.3438 | 14.1754 | 13.9423 | 14.8608 | 18.0531 | 19.8638 | 16.5792 | 14.0308 | 13.4277 | 13.18 | 14.51 | 12.2338 | 9.8838 | 7.7062 | 7.0738 | 7.3769 | 7.5223 | 7.9715 | 7.77 | 7.4946 | 282.0123
Friday | 7.5546 | 7.5877 | 10.3546 | 12.3985 | 12.9023 | 13.1146 | 9.82 | 10.9623 | 13.7185 | 14.5979 | 13.8471 | 11.285 | 11.8021 | 13.6814 | 11.4907 | 11.205 | 8.3636 | 7.6693 | 7.3336 | 7.3671 | 7.22 | 6.9671 | 7.305 | 7.8443 | 246.3924
Saturday | 7.7971 | 8.4307 | 10.1393 | 12.7407 | 12.8136 | 13.0414 | 12.9436 | 12.2393 | 12.3014 | 11.7307 | 11.0621 | 9.3715 | 7.3707 | 7.6121 | 7.3507 | 7.0879 | 7.5814 | 7.2057 | 6.9571 | 6.8757 | 6.825 | 6.8407 | 7.4014 | 6.9379 | 220.658